## Sheet1
CML 25-018 MERV Filters for CML HVAC Equipment ITB
Appendix A - Bid Price Form
Branch | TMA Equipment Tag # | TMA Description | Filter Type | Filter Size | Changes or cleanings / Yr | Jan Filter # | APR Filter # | Jul Filter # | Oct Filter # | Filter Quantity Per Quarter | Total Per Year | Merv Rating | Price Per Unit | Total Per Year | Street | City | State | Zip
Barnett - New |  |  | Disposable | 24 x 12 x 2 | 4 | 2 | 2 | 2 | 2 | 2 | 8 | 8 |  | 0 | 3434 Livingston Ave | Columbus | OH | 43227
Barnett - New |  |  | Disposable | 24 x 12 x 2 | 4 | 2 | 2 | 2 | 2 | 2 | 8 | 8 |  | 0 | 3434 Livingston Ave | Columbus | OH | 43227
Barnett - New |  |  | Disposable | 24 x 12 x 2 | 4 | 2 | 2 | 2 | 2 | 2 | 8 | 8 |  | 0 | 3434 Livingston Ave | Columbus | OH | 43227
Barnett - New |  |  | Disposable | 24 x 12 x 2 | 4 | 1 | 1 | 1 | 1 | 1 | 4 | 8 |  | 0 | 3434 Livingston Ave | Columbus | OH | 43227
Barnett - New |  |  | Disposable | 24 x 12 x 2 | 4 | 1 | 1 | 1 | 1 | 1 | 4 | 8 |  | 0 | 3434 Livingston Ave | Columbus | OH | 43227
Barnett - New |  |  | Disposable | 24 x 12 x 2 | 4 | 2 | 2 | 2 | 2 | 2 | 8 | 8 |  | 0 | 3434 Livingston Ave | Columbus | OH | 43227
Barnett - New |  |  | Disposable | 24 x 12 x 2 | 4 | 2 | 2 | 2 | 2 | 2 | 8 | 8 |  | 0 | 3434 Livingston Ave | Columbus | OH | 43227
Barnett - New |  |  | Disposable | 24 x 12 x 2 | 4 | 2 | 2 | 2 | 2 | 2 | 8 | 8 |  | 0 | 3434 Livingston Ave | Columbus | OH | 43227
Barnett - New |  |  | Disposable | 24 x 12 x 2 | 4 | 2 | 2 | 2 | 2 | 2 | 8 | 8 |  | 0 | 3434 Livingston Ave | Columbus | OH | 43227
Barnett - New |  |  | Disposable | 24 x 12 x 2 | 4 | 2 | 2 | 2 | 2 | 2 | 8 | 8 |  | 0 | 3434 Livingston Ave | Columbus | OH | 43227
Barnett - New |  |  | Disposable | 24 x 12 x 2 | 4 | 2 | 2 | 2 | 2 | 2 | 8 | 8 |  | 0 | 3434 Livingston Ave | Columbus | OH | 43227
Barnett - New |  |  | Disposable | 24 x 12 x 2 | 4 | 2 | 2 | 2 | 2 | 2 | 8 | 8 |  | 0 | 3434 Livingston Ave | Columbus | OH | 43227
Barnett - New |  |  | Disposable | 24 x 12 x 2 | 4 | 2 | 2 | 2 | 2 | 2 | 8 | 8 |  | 0 | 3434 Livingston Ave | Columbus | OH | 43227
Barnett - New |  |  | Disposable | 24 x 12 x 2 | 4 | 2 | 2 | 2 | 2 | 2 | 8 | 8 |  | 0 | 3434 Livingston Ave | Columbus | OH | 43227
Barnett - New |  |  | Disposable | 24 x 12 x 2 | 4 | 2 | 2 | 2 | 2 | 2 | 8 | 8 |  | 0 | 3434 Livingston Ave | Columbus | OH | 43227
Barnett - New |  |  | Disposable | 24 x 12 x 2 | 4 | 2 | 2 | 2 | 2 | 2 | 8 | 8 |  | 0 | 3434 Livingston Ave | Columbus | OH | 43227
Barnett - New |  |  | Disposable | 24 x 12 x 2 | 4 | 2 | 2 | 2 | 2 | 2 | 8 | 8 |  | 0 | 3434 Livingston Ave | Columbus | OH | 43227
Barnett - New |  |  | Disposable | 24 x 12 x 2 | 4 | 2 | 2 | 2 | 2 | 2 | 8 | 8 |  | 0 | 3434 Livingston Ave | Columbus | OH | 43227
Barnett - New |  |  | Disposable | 24 x 12 x 2 | 4 | 2 | 2 | 2 | 2 | 2 | 8 | 8 |  | 0 | 3434 Livingston Ave | Columbus | OH | 43227
Barnett - New |  |  | Disposable | 18 x 24 x 2 | 4 | 20 | 20 | 20 | 20 | 20 | 80 | 13 |  | 0 | 3434 Livingston Ave | Columbus | OH | 43227
Canal Winchester - NEW |  |  | Disposable | 12 x 24 x 1 | 4 | 38 | 38 | 38 | 38 | 38 | 152 | 8 |  | 0 | 123 Groveport Pike | Canal Winchester | OH | 43110
Canal Winchester - NEW |  |  | Disposable | 20 x 25 x 2 | 4 | 6 | 6 | 6 | 6 | 6 | 24 | 8 |  | 0 | 123 Groveport Pike | Canal Winchester | OH | 43110
Canal Winchester - NEW |  |  | Disposable | 20 x 25 x 4 | 4 | 6 | 6 | 6 | 6 | 6 | 24 | 8 |  | 0 | 123 Groveport Pike | Canal Winchester | OH | 43110
Driving Park | DRPK-DOS-001 | Dedicated outside air supply | Disposable | 20 X 24 X 2 | 6 | 5 | 5 | 5 | 5 | 5 | 20 | 8 |  | 0 | 1422 E Livingston Ave. | Columbus | OH | 43205
Driving Park | DRPK-FAC-012 | Fan Coil Ducted | Disposable | 10 X 16 X 1 | 4 | 1 | 1 | 1 | 1 | 1 | 4 | 8 |  | 0 | 1422 E Livingston Ave. | Columbus | OH | 43205
Driving Park | DRPK-FAC-017 | Fan Coil Ducted | Disposable | 10 X 16 X 1 | 4 | 1 | 1 | 1 | 1 | 1 | 4 | 8 |  | 0 | 1422 E Livingston Ave. | Columbus | OH | 43205
Driving Park | DRPK-FAC-001 | Fan Coil Wall Mount Unit | Disposable | 10 X 20 X 1 | 4 | 1 | 1 | 1 | 1 | 1 | 4 | 8 |  | 0 | 1422 E Livingston Ave. | Columbus | OH | 43205
Driving Park | DRPK-FAC-004 | Fan Coil Ducted | Disposable | 10 X 20 X 1 | 4 | 1 | 1 | 1 | 1 | 1 | 4 | 8 |  | 0 | 1422 E Livingston Ave. | Columbus | OH | 43205
Driving Park | DRPK-FAC-011 | Fan Coil Ducted | Disposable | 10 X 20 X 1 | 4 | 1 | 1 | 1 | 1 | 1 | 4 | 8 |  | 0 | 1422 E Livingston Ave. | Columbus | OH | 43205
Driving Park | DRPK-FAC-015 | Fan Coil Ducted | Disposable | 10 X 20 X 1 | 4 | 2 | 2 | 2 | 2 | 2 | 8 | 8 |  | 0 | 1422 E Livingston Ave. | Columbus | OH | 43205
Driving Park | DRPK-FAC-004 | Fan Coil Ducted | Disposable | 10 X 36 X 1 | 4 | 1 | 1 | 1 | 1 | 1 | 4 | 8 |  | 0 | 1422 E Livingston Ave. | Columbus | OH | 43205
Driving Park | DRPK-FAC-011 | Fan Coil Ducted | Disposable | 10 X 36 X 1 | 4 | 1 | 1 | 1 | 1 | 1 | 4 | 8 |  | 0 | 1422 E Livingston Ave. | Columbus | OH | 43205
Driving Park | DRPK-FAC-013 | Fan Coil Ducted | Disposable | 10 X 36 X 1 | 4 | 1 | 1 | 1 | 1 | 1 | 4 | 8 |  | 0 | 1422 E Livingston Ave. | Columbus | OH | 43205
Driving Park | DRPK-FAC-014 | Fan Coil Ducted | Disposable | 10 X 36 X 1 | 4 | 1 | 1 | 1 | 1 | 1 | 4 | 8 |  | 0 | 1422 E Livingston Ave. | Columbus | OH | 43205
Driving Park | DRPK-FAC-016 | Fan Coil Ducted | Disposable | 10 X 36 X 1 | 4 | 1 | 1 | 1 | 1 | 1 | 4 | 8 |  | 0 | 1422 E Livingston Ave. | Columbus | OH | 43205
Dublin | DUBL-FAC-005 | Ceiling mounted ducted | Disposable | 10 X 16 X 1 | 4 | 1 | 1 | 1 | 1 | 1 | 4 | 8 |  | 0 | 75 North High Street | Dublin | OH | 43017
Dublin | DUBL-FAC-006 | Ceiling mounted ducted | Disposable | 10 X 16 X 1 | 4 | 1 | 1 | 1 | 1 | 1 | 4 | 8 |  | 0 | 75 North High Street | Dublin | OH | 43017
Dublin | DUBL-FAC-032 | Ceiling mounted ducted | Disposable | 10 X 16 X 1 | 4 | 1 | 1 | 1 | 1 | 1 | 4 | 8 |  | 0 | 75 North High Street | Dublin | OH | 43017
Dublin | DUBL-FAC-031 | Ceiling mounted ducted | Disposable | 10 X 16 X 1 | 4 | 1 | 1 | 1 | 1 | 1 | 4 | 8 |  | 0 | 75 North High Street | Dublin | OH | 43017
Dublin | DUBL-FAC-030 | Ceiling mounted ducted | Disposable | 10 X 16 X 1 | 4 | 1 | 1 | 1 | 1 | 1 | 4 | 8 |  | 0 | 75 North High Street | Dublin | OH | 43017
Dublin | DUBL-FAC-027 | Ceiling mounted ducted | Disposable | 10 X 16 X 1 | 4 | 1 | 1 | 1 | 1 | 1 | 4 | 8 |  | 0 | 75 North High Street | Dublin | OH | 43017
Dublin | DUBL-FAC-007 | Ceiling mounted ducted | Disposable | 10 X 16 X 1 | 4 | 1 | 1 | 1 | 1 | 1 | 4 | 8 |  | 0 | 75 North High Street | Dublin | OH | 43017
Dublin | DUBL-FAC-010 | Ceiling mounted ducted | Disposable | 10 X 16 X 1 | 4 | 1 | 1 | 1 | 1 | 1 | 4 | 8 |  | 0 | 75 North High Street | Dublin | OH | 43017
Dublin | DUBL-FAC-018 | Ceiling mounted ducted | Disposable | 10 X 16 X 1 | 4 | 1 | 1 | 1 | 1 | 1 | 4 | 8 |  | 0 | 75 North High Street | Dublin | OH | 43017
Dublin | DUBL-FAC-019 | Ceiling mounted ducted | Disposable | 10 X 16 X 1 | 4 | 1 | 1 | 1 | 1 | 1 | 4 | 8 |  | 0 | 75 North High Street | Dublin | OH | 43017
Dublin | DUBL-FAC-017 | Ceiling mounted ducted | Disposable | 10 X 16 X 1 | 4 | 1 | 1 | 1 | 1 | 1 | 4 | 8 |  | 0 | 75 North High Street | Dublin | OH | 43017
Dublin | DUBL-FAC-013 | Ceiling mounted ducted | Disposable | 10 X 16 X 1 | 4 | 1 | 1 | 1 | 1 | 1 | 4 | 8 |  | 0 | 75 North High Street | Dublin | OH | 43017
Dublin | DUBL-FAC-026 | Ceiling mounted ducted | Disposable | 10 X 16 X 1 | 4 | 1 | 1 | 1 | 1 | 1 | 4 | 8 |  | 0 | 75 North High Street | Dublin | OH | 43017
Dublin | DUBL-FAC-024 | Ceiling mounted ducted | Disposable | 10 X 16 X 1 | 4 | 1 | 1 | 1 | 1 | 1 | 4 | 8 |  | 0 | 75 North High Street | Dublin | OH | 43017
Dublin | DUBL-FAC-025 | Ceiling mounted ducted | Disposable | 10 X 16 X 1 | 4 | 1 | 1 | 1 | 1 | 1 | 4 | 8 |  | 0 | 75 North High Street | Dublin | OH | 43017
Dublin | DUBL-FAC-023 | Ceiling mounted ducted | Disposable | 10 X 16 X 1 | 4 | 1 | 1 | 1 | 1 | 1 | 4 | 8 |  | 0 | 75 North High Street | Dublin | OH | 43017
Dublin | DUBL-FAC-021 | Ceiling mounted ducted | Disposable | 10 X 16 X 1 | 4 | 1 | 1 | 1 | 1 | 1 | 4 | 8 |  | 0 | 75 North High Street | Dublin | OH | 43017
Dublin | DUBL-FAC-035 | Ceiling mounted ducted | Disposable | 10 X 18 X 1 | 4 | 3 | 3 | 3 | 3 | 3 | 12 | 8 |  | 0 | 75 North High Street | Dublin | OH | 43017
Dublin | DUBL-FAC-001 | Ceiling mounted ducted | Disposable | 10 X 18 X 1 | 4 | 2 | 2 | 2 | 2 | 2 | 8 | 8 |  | 0 | 75 North High Street | Dublin | OH | 43017
Dublin | DUBL-FAC-002 | Ceiling mounted ducted | Disposable | 10 X 18 X 1 | 4 | 2 | 2 | 2 | 2 | 2 | 8 | 8 |  | 0 | 75 North High Street | Dublin | OH | 43017
Dublin | DUBL-FAC-003 | Ceiling mounted ducted | Disposable | 10 X 18 X 1 | 4 | 2 | 2 | 2 | 2 | 2 | 8 | 8 |  | 0 | 75 North High Street | Dublin | OH | 43017
Dublin | DUBL-FAC-004 | Ceiling mounted ducted | Disposable | 10 X 18 X 1 | 4 | 2 | 2 | 2 | 2 | 2 | 8 | 8 |  | 0 | 75 North High Street | Dublin | OH | 43017
Dublin | DUBL-FAC-005 | Ceiling mounted ducted | Disposable | 10 X 18 X 1 | 4 | 2 | 2 | 2 | 2 | 2 | 8 | 8 |  | 0 | 75 North High Street | Dublin | OH | 43017
Dublin | DUBL-FAC-006 | Ceiling mounted ducted | Disposable | 10 X 18 X 1 | 4 | 2 | 2 | 2 | 2 | 2 | 8 | 8 |  | 0 | 75 North High Street | Dublin | OH | 43017
Dublin | DUBL-FAC-008 | Ceiling mounted ducted | Disposable | 10 X 18 X 1 | 4 | 2 | 2 | 2 | 2 | 2 | 8 | 8 |  | 0 | 75 North High Street | Dublin | OH | 43017
Dublin | DUBL-FAC-029 | Ceiling mounted ducted | Disposable | 10 X 18 X 1 | 4 | 2 | 2 | 2 | 2 | 2 | 8 | 8 |  | 0 | 75 North High Street | Dublin | OH | 43017
Dublin | DUBL-FAC-032 | Ceiling mounted ducted | Disposable | 10 X 18 X 1 | 4 | 2 | 2 | 2 | 2 | 2 | 8 | 8 |  | 0 | 75 North High Street | Dublin | OH | 43017
Dublin | DUBL-FAC-031 | Ceiling mounted ducted | Disposable | 10 X 18 X 1 | 4 | 2 | 2 | 2 | 2 | 2 | 8 | 8 |  | 0 | 75 North High Street | Dublin | OH | 43017
Dublin | DUBL-FAC-030 | Ceiling mounted ducted | Disposable | 10 X 18 X 1 | 4 | 2 | 2 | 2 | 2 | 2 | 8 | 8 |  | 0 | 75 North High Street | Dublin | OH | 43017
Dublin | DUBL-FAC-027 | Ceiling mounted ducted | Disposable | 10 X 18 X 1 | 4 | 2 | 2 | 2 | 2 | 2 | 8 | 8 |  | 0 | 75 North High Street | Dublin | OH | 43017
Dublin | DUBL-FAC-028 | Ceiling mounted ducted | Disposable | 10 X 18 X 1 | 4 | 2 | 2 | 2 | 2 | 2 | 8 | 8 |  | 0 | 75 North High Street | Dublin | OH | 43017
Dublin | DUBL-FAC-007 | Ceiling mounted ducted | Disposable | 10 X 18 X 1 | 4 | 2 | 2 | 2 | 2 | 2 | 8 | 8 |  | 0 | 75 North High Street | Dublin | OH | 43017
Dublin | DUBL-FAC-009 | Ceiling mounted ducted | Disposable | 10 X 18 X 1 | 4 | 2 | 2 | 2 | 2 | 2 | 8 | 8 |  | 0 | 75 North High Street | Dublin | OH | 43017
Dublin | DUBL-FAC-010 | Ceiling mounted ducted | Disposable | 10 X 18 X 1 | 4 | 2 | 2 | 2 | 2 | 2 | 8 | 8 |  | 0 | 75 North High Street | Dublin | OH | 43017
Dublin | DUBL-FAC-018 | Ceiling mounted ducted | Disposable | 10 X 18 X 1 | 4 | 2 | 2 | 2 | 2 | 2 | 8 | 8 |  | 0 | 75 North High Street | Dublin | OH | 43017
Dublin | DUBL-FAC-019 | Ceiling mounted ducted | Disposable | 10 X 18 X 1 | 4 | 2 | 2 | 2 | 2 | 2 | 8 | 8 |  | 0 | 75 North High Street | Dublin | OH | 43017
Dublin | DUBL-FAC-017 | Ceiling mounted ducted | Disposable | 10 X 18 X 1 | 4 | 2 | 2 | 2 | 2 | 2 | 8 | 8 |  | 0 | 75 North High Street | Dublin | OH | 43017
Dublin | DUBL-FAC-020 | Ceiling mounted ducted | Disposable | 10 X 18 X 1 | 4 | 2 | 2 | 2 | 2 | 2 | 8 | 8 |  | 0 | 75 North High Street | Dublin | OH | 43017
Dublin | DUBL-FAC-016 | Ceiling mounted ducted | Disposable | 10 X 18 X 1 | 4 | 1 | 1 | 1 | 1 | 1 | 4 | 8 |  | 0 | 75 North High Street | Dublin | OH | 43017
Dublin | DUBL-FAC-013 | Ceiling mounted ducted | Disposable | 10 X 18 X 1 | 4 | 2 | 2 | 2 | 2 | 2 | 8 | 8 |  | 0 | 75 North High Street | Dublin | OH | 43017
Dublin | DUBL-FAC-026 | Ceiling mounted ducted | Disposable | 10 X 18 X 1 | 4 | 2 | 2 | 2 | 2 | 2 | 8 | 8 |  | 0 | 75 North High Street | Dublin | OH | 43017
Dublin | DUBL-FAC-024 | Ceiling mounted ducted | Disposable | 10 X 18 X 1 | 4 | 2 | 2 | 2 | 2 | 2 | 8 | 8 |  | 0 | 75 North High Street | Dublin | OH | 43017
Dublin | DUBL-FAC-025 | Ceiling mounted ducted | Disposable | 10 X 18 X 1 | 4 | 2 | 2 | 2 | 2 | 2 | 8 | 8 |  | 0 | 75 North High Street | Dublin | OH | 43017
Dublin | DUBL-FAC-023 | Ceiling mounted ducted | Disposable | 10 X 18 X 1 | 4 | 2 | 2 | 2 | 2 | 2 | 8 | 8 |  | 0 | 75 North High Street | Dublin | OH | 43017
Dublin | DUBL-FAC-021 | Ceiling mounted ducted | Disposable | 10 X 18 X 1 | 4 | 2 | 2 | 2 | 2 | 2 | 8 | 8 |  | 0 | 75 North High Street | Dublin | OH | 43017
Dublin | DUBL-FAC-022 | Ceiling mounted ducted | Disposable | 10 X 18 X 1 | 4 | 2 | 2 | 2 | 2 | 2 | 8 | 8 |  | 0 | 75 North High Street | Dublin | OH | 43017
Dublin | DUBL-FAC-014 | Ceiling mounted ducted | Disposable | 10 X 18 X 1 | 4 | 1 | 1 | 1 | 1 | 1 | 4 | 8 |  | 0 | 75 North High Street | Dublin | OH | 43017
Dublin | DUBL-FAC-012 | Ceiling mounted ducted | Disposable | 10 X 24 X 1 | 4 | 1 | 1 | 1 | 1 | 1 | 4 | 8 |  | 0 | 75 North High Street | Dublin | OH | 43017
Dublin | DUBL-FAC-011 | Ceiling mounted ducted | Disposable | 10 X 24 X 1 | 4 | 1 | 1 | 1 | 1 | 1 | 4 | 8 |  | 0 | 75 North High Street | Dublin | OH | 43017
Dublin | DUBL-FAC-015 | Ceiling mounted ducted | Disposable | 10 X 24 X 1 | 4 | 1 | 1 | 1 | 1 | 1 | 4 | 8 |  | 0 | 75 North High Street | Dublin | OH | 43017
Dublin | DUBL-DOS-001 | Dedicated outside air supply | Disposable | 16 X 25 X 2 | 6 | 15 | 15 | 15 | 15 | 15 | 60 | 8 |  | 0 | 75 North High Street | Dublin | OH | 43017
Dublin | DUBL-DOS-001 | Dedicated outside air supply | Disposable | 16 X 25 X 4 | 6 | 6 | 6 | 6 | 6 | 6 | 24 | 13 |  | 0 | 75 North High Street | Dublin | OH | 43017
Franklinton | FRAK-AHU-002 | Air handler | Disposable | 14 x 20 x 1 | 4 | 1 | 1 | 1 | 1 | 1 | 4 | 8 |  | 0 | 1061 W. Town St. | Columbus | OH | 43222
Franklinton | FRAK-AHU-003 | Split system gas furnace | Disposable | 16 X 20 X 1 | 4 | 1 | 1 | 1 | 1 | 1 | 4 | 8 |  | 0 | 1061 W. Town St. | Columbus | OH | 43222
Franklinton | FRAK-AHU-004 | Split system gas furnace | Disposable | 16 X 25 X 1 | 4 | 1 | 1 | 1 | 1 | 1 | 4 | 8 |  | 0 | 1061 W. Town St. | Columbus | OH | 43222
Franklinton | FRAK-AHU-001 | Split system gas furnace | Disposable | 20 X 25 X 1 | 4 | 1 | 1 | 1 | 1 | 1 | 4 | 8 |  | 0 | 1061 W. Town St. | Columbus | OH | 43222
Franklinton | FRAK-AHU-001 | Split system gas furnace | Disposable | 20 X 25 X 1 | 4 | 1 | 1 | 1 | 1 | 1 | 4 | 8 |  | 0 | 1061 W. Town St. | Columbus | OH | 43222
Franklinton | FRAK-AHU-002 | Split system gas furnace | Disposable | 20 X 25 X 1 | 4 | 1 | 1 | 1 | 1 | 1 | 4 | 8 |  | 0 | 1061 W. Town St. | Columbus | OH | 43222
Gahanna | GAHA-FAC-008 | Fan Coil - Ceiling Mounted | Disposable | 12 X 24 X 2 | 4 | 1 | 1 | 1 | 1 | 1 | 4 | 8 |  | 0 | 310 Granville St. | Gahanna | OH | 43230
Gahanna | GAHA-FAC-009 | Fan Coil - Ceiling Mounted | Disposable | 12 X 24 X 2 | 4 | 2 | 2 | 2 | 2 | 2 | 8 | 8 |  | 0 | 310 Granville St. | Gahanna | OH | 43230
Gahanna | GAHA-FAC-010 | Fan Coil - Ceiling Mounted | Disposable | 12 X 24 X 2 | 4 | 1 | 1 | 1 | 1 | 1 | 4 | 8 |  | 0 | 310 Granville St. | Gahanna | OH | 43230
Gahanna | GAHA-FAC-011 | Fan Coil - Ceiling Mounted | Disposable | 12 X 24 X 2 | 4 | 2 | 2 | 2 | 2 | 2 | 8 | 8 |  | 0 | 310 Granville St. | Gahanna | OH | 43230
Gahanna | GAHA-FAC-012 | Fan Coil - Ceiling Mounted | Disposable | 12 X 24 X 2 | 4 | 2 | 2 | 2 | 2 | 2 | 8 | 8 |  | 0 | 310 Granville St. | Gahanna | OH | 43230
Gahanna | GAHA-FAC-013 | Fan Coil - Ceiling Mounted | Disposable | 12 X 24 X 2 | 4 | 2 | 2 | 2 | 2 | 2 | 8 | 8 |  | 0 | 310 Granville St. | Gahanna | OH | 43230
Gahanna | GAHA-FAC-014 | Fan Coil - Ceiling Mounted | Disposable | 12 X 24 X 2 | 4 | 2 | 2 | 2 | 2 | 2 | 8 | 8 |  | 0 | 310 Granville St. | Gahanna | OH | 43230
Gahanna | GAHA-FAC-015 | Fan Coil - Ceiling Mounted | Disposable | 12 X 24 X 2 | 4 | 2 | 2 | 2 | 2 | 2 | 8 | 8 |  | 0 | 310 Granville St. | Gahanna | OH | 43230
Gahanna | GAHA-FAC-016 | Fan Coil - Ceiling Mounted | Disposable | 12 X 24 X 2 | 4 | 2 | 2 | 2 | 2 | 2 | 8 | 8 |  | 0 | 310 Granville St. | Gahanna | OH | 43230
Gahanna | GAHA-FAC-017 | Fan Coil - Ceiling Mounted | Disposable | 12 X 24 X 2 | 4 | 2 | 2 | 2 | 2 | 2 | 8 | 8 |  | 0 | 310 Granville St. | Gahanna | OH | 43230
Gahanna | GAHA-FAC-018 | Fan Coil - Ceiling Mounted | Disposable | 12 X 24 X 2 | 4 | 2 | 2 | 2 | 2 | 2 | 8 | 8 |  | 0 | 310 Granville St. | Gahanna | OH | 43230
Gahanna | GAHA-FAC-019 | Fan Coil - Ceiling Mounted | Disposable | 12 X 24 X 2 | 4 | 2 | 2 | 2 | 2 | 2 | 8 | 8 |  | 0 | 310 Granville St. | Gahanna | OH | 43230
Gahanna | GAHA-FAC-020 | Fan Coil - Ceiling Mounted | Disposable | 12 X 24 X 2 | 4 | 2 | 2 | 2 | 2 | 2 | 8 | 8 |  | 0 | 310 Granville St. | Gahanna | OH | 43230
Gahanna | GAHA-FAC-021 | Fan Coil - Ceiling Mounted | Disposable | 12 X 24 X 2 | 4 | 2 | 2 | 2 | 2 | 2 | 8 | 8 |  | 0 | 310 Granville St. | Gahanna | OH | 43230
Gahanna | GAHA-FAC-022 | Fan Coil - Ceiling Mounted | Disposable | 12 X 24 X 2 | 4 | 2 | 2 | 2 | 2 | 2 | 8 | 8 |  | 0 | 310 Granville St. | Gahanna | OH | 43230
Gahanna | GAHA-FAC-023 | Fan Coil - Ceiling Mounted | Disposable | 12 X 24 X 2 | 4 | 2 | 2 | 2 | 2 | 2 | 8 | 8 |  | 0 | 310 Granville St. | Gahanna | OH | 43230
Gahanna | GAHA-FAC-024 | Fan Coil - Ceiling Mounted | Disposable | 12 X 24 X 2 | 4 | 2 | 2 | 2 | 2 | 2 | 8 | 8 |  | 0 | 310 Granville St. | Gahanna | OH | 43230
Gahanna | GAHA-FAC-007 | Fan Coil - Ceiling Mounted | Disposable | 16 X 20 X 2 | 4 | 1 | 1 | 1 | 1 | 1 | 4 | 8 |  | 0 | 310 Granville St. | Gahanna | OH | 43230
Gahanna | GAHA-FAC-028 | Fan Coil - Air handler cabinet | Disposable | 16 X 20 X 2 | 4 | 1 | 1 | 1 | 1 | 1 | 4 | 8 |  | 0 | 310 Granville St. | Gahanna | OH | 43230
Gahanna | GAHA-FAC-029 | Fan Coil - Air handler cabinet | Disposable | 20 X 20 X 2 | 4 | 1 | 1 | 1 | 1 | 1 | 4 | 8 |  | 0 | 310 Granville St. | Gahanna | OH | 43230
Gahanna | GAHA-FAC-030 | Fan Coil - Air handler cabinet | Disposable | 20 X 20 X 2 | 4 | 1 | 1 | 1 | 1 | 1 | 4 | 8 |  | 0 | 310 Granville St. | Gahanna | OH | 43230
Gahanna | GAHA-FAC-031 | Fan Coil - Air handler cabinet | Disposable | 20 X 20 X 2 | 4 | 1 | 1 | 1 | 1 | 1 | 4 | 8 |  | 0 | 310 Granville St. | Gahanna | OH | 43230
Gahanna | GAHA-FAC-032 | Fan Coil - Air handler cabinet | Disposable | 20 X 20 X 2 | 4 | 1 | 1 | 1 | 1 | 1 | 4 | 8 |  | 0 | 310 Granville St. | Gahanna | OH | 43230
Gahanna | GAHA-FAC-033 | Fan Coil - Air handler cabinet | Disposable | 20 X 20 X 2 | 4 | 1 | 1 | 1 | 1 | 1 | 4 | 8 |  | 0 | 310 Granville St. | Gahanna | OH | 43230
Gahanna | GAHA-FAC-034 | Fan Coil - Air handler cabinet | Disposable | 20 X 20 X 2 | 4 | 1 | 1 | 1 | 1 | 1 | 4 | 8 |  | 0 | 310 Granville St. | Gahanna | OH | 43230
Gahanna | GAHA-FAC-035 | Fan Coil - Air handler cabinet | Disposable | 20 X 20 X 2 | 4 | 1 | 1 | 1 | 1 | 1 | 4 | 8 |  | 0 | 310 Granville St. | Gahanna | OH | 43230
Gahanna | GAHA-FAC-036 | Fan Coil - Air handler cabinet | Disposable | 20 X 20 X 2 | 4 | 1 | 1 | 1 | 1 | 1 | 4 | 8 |  | 0 | 310 Granville St. | Gahanna | OH | 43230
Gahanna | GAHA-DOS-001 | Dedicated outside air supply | Disposable | 24 X 20 X 2 | 4 | 8 | 8 | 8 | 8 | 8 | 32 | 8 |  | 0 | 310 Granville St. | Gahanna | OH | 43230
Gahanna | GAHA-DOS-001 | Dedicated outside air supply | Disposable | 24 X 20 X 4 | 4 | 20 | 20 | 20 | 20 | 20 | 80 | 13 |  | 0 | 310 Granville St. | Gahanna | OH | 43230
Gahanna | GAHA-DOS-001 | Dedicated outside air supply | Disposable | 24 X 24 X 2 | 4 | 4 | 4 | 4 | 4 | 4 | 16 | 8 |  | 0 | 310 Granville St. | Gahanna | OH | 43230
Gahanna | GAHA-DOS-001 | Dedicated outside air supply | Disposable | 24 X 24 X 4 | 4 | 4 | 4 | 4 | 4 | 4 | 16 | 13 |  | 0 | 310 Granville St. | Gahanna | OH | 43230
Hilliard | HILI-HPU-032 | Water Source Heat Pump | Disposable | 18 X 18 X 1 | 4 | 2 | 2 | 2 | 2 | 2 | 8 | 8 |  | 0 | 4500 Hickory Chase Way | Hiliard | OH | 43026
Hilliard | HILI-HPU-024 | Water Source Heat Pump | Disposable | 18 X 24 X 2 | 4 | 1 | 1 | 1 | 1 | 1 | 4 | 8 |  | 0 | 4500 Hickory Chase Way | Hiliard | OH | 43026
Hilliard | HILI-HPU-010 | Water Source Heat Pump | Disposable | 20 X 20 X 2 | 4 | 4 | 4 | 4 | 4 | 4 | 16 | 8 |  | 0 | 4500 Hickory Chase Way | Hiliard | OH | 43026
Hilliard | HILI-HPU-012 | Water Source Heat Pump | Disposable | 20 X 20 X 2 | 4 | 4 | 4 | 4 | 4 | 4 | 16 | 8 |  | 0 | 4500 Hickory Chase Way | Hiliard | OH | 43026
Hilliard | HILI-HPU-013 | Water Source Heat Pump | Disposable | 20 X 20 X 2 | 4 | 4 | 4 | 4 | 4 | 4 | 16 | 8 |  | 0 | 4500 Hickory Chase Way | Hiliard | OH | 43026
Hilliard | HILI-HPU-014 | Water Source Heat Pump | Disposable | 20 X 20 X 2 | 4 | 4 | 4 | 4 | 4 | 4 | 16 | 8 |  | 0 | 4500 Hickory Chase Way | Hiliard | OH | 43026
Hilliard | HILI-HPU-015 | Water Source Heat Pump | Disposable | 20 X 20 X 2 | 4 | 1 | 1 | 1 | 1 | 1 | 4 | 8 |  | 0 | 4500 Hickory Chase Way | Hiliard | OH | 43026
Hilliard | HILI-HPU-016 | Water Source Heat Pump | Disposable | 20 X 20 X 2 | 4 | 1 | 1 | 1 | 1 | 1 | 4 | 8 |  | 0 | 4500 Hickory Chase Way | Hiliard | OH | 43026
Hilliard | HILI-HPU-017 | Water Source Heat Pump | Disposable | 20 X 20 X 2 | 4 | 4 | 4 | 4 | 4 | 4 | 16 | 8 |  | 0 | 4500 Hickory Chase Way | Hiliard | OH | 43026
Hilliard | HILI-HPU-018 | Water Source Heat Pump | Disposable | 20 X 20 X 2 | 4 | 4 | 4 | 4 | 4 | 4 | 16 | 8 |  | 0 | 4500 Hickory Chase Way | Hiliard | OH | 43026
Hilliard | HILI-HPU-019 | Water Source Heat Pump | Disposable | 20 X 20 X 2 | 4 | 8 | 8 | 8 | 8 | 8 | 32 | 8 |  | 0 | 4500 Hickory Chase Way | Hiliard | OH | 43026
Hilliard | HILI-HPU-002 | Water Source Heat Pump | Disposable | 20 X 20 X 2 | 4 | 1 | 1 | 1 | 1 | 1 | 4 | 8 |  | 0 | 4500 Hickory Chase Way | Hiliard | OH | 43026
Hilliard | HILI-HPU-020 | Water Source Heat Pump | Disposable | 20 X 20 X 2 | 4 | 1 | 1 | 1 | 1 | 1 | 4 | 8 |  | 0 | 4500 Hickory Chase Way | Hiliard | OH | 43026
Hilliard | HILI-HPU-022 | Water Source Heat Pump | Disposable | 20 X 20 X 2 | 4 | 4 | 4 | 4 | 4 | 4 | 16 | 8 |  | 0 | 4500 Hickory Chase Way | Hiliard | OH | 43026
Hilliard | HILI-HPU-025 | Water Source Heat Pump | Disposable | 20 X 20 X 2 | 4 | 1 | 1 | 1 | 1 | 1 | 4 | 8 |  | 0 | 4500 Hickory Chase Way | Hiliard | OH | 43026
Hilliard | HILI-HPU-026 | Water Source Heat Pump | Disposable | 20 X 20 X 2 | 4 | 4 | 4 | 4 | 4 | 4 | 16 | 8 |  | 0 | 4500 Hickory Chase Way | Hiliard | OH | 43026
Hilliard | HILI-HPU-028 | Water Source Heat Pump | Disposable | 20 X 20 X 2 | 4 | 8 | 8 | 8 | 8 | 8 | 32 | 8 |  | 0 | 4500 Hickory Chase Way | Hiliard | OH | 43026
Hilliard | HILI-HPU-029 | Water Source Heat Pump | Disposable | 20 X 20 X 2 | 4 | 4 | 4 | 4 | 4 | 4 | 16 | 8 |  | 0 | 4500 Hickory Chase Way | Hiliard | OH | 43026
Hilliard | HILI-HPU-030 | Water Source Heat Pump | Disposable | 20 X 20 X 2 | 4 | 8 | 8 | 8 | 8 | 8 | 32 | 8 |  | 0 | 4500 Hickory Chase Way | Hiliard | OH | 43026
Hilliard | HILI-HPU-005 | Water Source Heat Pump | Disposable | 20 X 20 X 2 | 4 | 4 | 4 | 4 | 4 | 4 | 16 | 8 |  | 0 | 4500 Hickory Chase Way | Hiliard | OH | 43026
Hilliard | HILI-HPU-006 | Water Source Heat Pump | Disposable | 20 X 20 X 2 | 4 | 4 | 4 | 4 | 4 | 4 | 16 | 8 |  | 0 | 4500 Hickory Chase Way | Hiliard | OH | 43026
Hilliard | HILI-HPU-009 | Water Source Heat Pump | Disposable | 20 X 20 X 2 | 4 | 1 | 1 | 1 | 1 | 1 | 4 | 8 |  | 0 | 4500 Hickory Chase Way | Hiliard | OH | 43026
Hilliard | HILI-AHU-001 | Air Handler | Disposable | 20 X 35 X 2 | 4 | 4 | 4 | 4 | 4 | 4 | 16 | 8 |  | 0 | 4500 Hickory Chase Way | Hiliard | OH | 43026
Hilliard | HILI-HPU-023 | Water Source Heat Pump | Disposable | 24 X 24 X 2 | 4 | 1 | 1 | 1 | 1 | 1 | 4 | 8 |  | 0 | 4500 Hickory Chase Way | Hiliard | OH | 43026
Hilliard | HILI-HPU-027 | Water Source Heat Pump | Disposable | 24 X 24 X 2 | 4 | 1 | 1 | 1 | 1 | 1 | 4 | 8 |  | 0 | 4500 Hickory Chase Way | Hiliard | OH | 43026
Hilliard | HILI-HPU-007 | Water Source Heat Pump | Disposable | 24 X 24 X 2 | 4 | 1 | 1 | 1 | 1 | 1 | 4 | 8 |  | 0 | 4500 Hickory Chase Way | Hiliard | OH | 43026
Hilliard | HILI-HPU-008 | Water Source Heat Pump | Disposable | 24 X 24 X 2 | 4 | 1 | 1 | 1 | 1 | 1 | 4 | 8 |  | 0 | 4500 Hickory Chase Way | Hiliard | OH | 43026
Hilliard | HILI-HPU-031 | Water Source Heat Pump | Disposable | 24 X 28 X 1 | 4 | 1 | 1 | 1 | 1 | 1 | 4 | 8 |  | 0 | 4500 Hickory Chase Way | Hiliard | OH | 43026
Hilliard | HILI-HPU-033 | Water Source Heat Pump | Disposable | 24 X 28 X 1 | 4 | 1 | 1 | 1 | 1 | 1 | 4 | 8 |  | 0 | 4500 Hickory Chase Way | Hiliard | OH | 43026
Hilliard | HILI-HPU-034 | Water Source Heat Pump | Disposable | 24 X 28 X 1 | 4 | 1 | 1 | 1 | 1 | 1 | 4 | 8 |  | 0 | 4500 Hickory Chase Way | Hiliard | OH | 43026
Hilliard | HILI-HPU-004 | Water Source Heat Pump | Disposable | 24 X 28 X 2 | 4 | 1 | 1 | 1 | 1 | 1 | 4 | 8 |  | 0 | 4500 Hickory Chase Way | Hiliard | OH | 43026
Hilliard | HILI-HPU-001 | Water Source Heat Pump | Disposable | 24 X 30 X 2 | 4 | 1 | 1 | 1 | 1 | 1 | 4 | 8 |  | 0 | 4500 Hickory Chase Way | Hiliard | OH | 43026
Hilliard | HILI-HPU-011 | Water Source Heat Pump | Disposable | 24 X 30 X 2 | 4 | 1 | 1 | 1 | 1 | 1 | 4 | 8 |  | 0 | 4500 Hickory Chase Way | Hiliard | OH | 43026
Hilliard | HILI-HPU-021 | Water Source Heat Pump | Disposable | 24 X 30 X 2 | 4 | 1 | 1 | 1 | 1 | 1 | 4 | 8 |  | 0 | 4500 Hickory Chase Way | Hiliard | OH | 43026
Hilliard | HILI-HPU-003 | Water Source Heat Pump | Disposable | 24 X 30 X 2 | 4 | 1 | 1 | 1 | 1 | 1 | 4 | 8 |  | 0 | 4500 Hickory Chase Way | Hiliard | OH | 43026
Hilliard | HILI-BLR-001 | Boiler | Disposable | 16 X 16 X 1 | 1 | 0 | 0 | 0 | 1 | 1 | 1 | 5 |  | 0 | 4500 Hickory Chase Way | Hiliard | OH | 43026
Hilliard | HILI-BLR-002 | Boiler | Disposable | 16 X 16 X 1 | 1 | 0 | 0 | 0 | 1 | 1 | 1 | 5 |  | 0 | 4500 Hickory Chase Way | Hiliard | OH | 43026
Hilliard | HILI-BLR-003 | Boiler | Disposable | 16 X 16 X 1 | 1 | 0 | 0 | 0 | 1 | 1 | 1 | 5 |  | 0 | 4500 Hickory Chase Way | Hiliard | OH | 43026
Hilliard | HILI-BLR-004 | Boiler | Disposable | 16 X 16 X 1 | 1 | 0 | 0 | 0 | 1 | 1 | 1 | 5 |  | 0 | 4500 Hickory Chase Way | Hiliard | OH | 43026
Hilltop | HTOP-FAC-025 | Fan coil (Ducted) | Disposable | 12 x 25 x 2 | 4 | 1 | 1 | 1 | 1 | 1 | 4 | 8 |  | 0 | 511 S Hague Ave | Columbus | OH | 43204
Hilltop | HTOP-FAC-026 | Fan coil (Ducted) | Disposable | 12 x 25 x 2 | 4 | 2 | 2 | 2 | 2 | 2 | 8 | 8 |  | 0 | 511 S Hague Ave | Columbus | OH | 43204
Hilltop | HTOP-FAC-014 | Fan coil (Ducted) | Disposable | 12 X 20 X 2 | 4 | 2 | 2 | 2 | 2 | 2 | 8 | 8 |  | 0 | 511 S Hague Ave | Columbus | OH | 43204
Hilltop | HTOP-FAC-027 | Fan coil (Ducted) | Disposable | 12 X 20 X 2 | 4 | 2 | 2 | 2 | 2 | 2 | 8 | 8 |  | 0 | 511 S Hague Ave | Columbus | OH | 43204
Hilltop | HTOP-FAC-028 | Fan coil (Ducted) | Disposable | 12 X 20 X 2 | 4 | 2 | 2 | 2 | 2 | 2 | 8 | 8 |  | 0 | 511 S Hague Ave | Columbus | OH | 43204
Hilltop | HTOP-FAC-035 | Fan coil (Ducted) | Disposable | 12 X 20 X 2 | 4 | 2 | 2 | 2 | 2 | 2 | 8 | 8 |  | 0 | 511 S Hague Ave | Columbus | OH | 43204
Hilltop | HTOP-FAC-039 | Fan coil (Ducted) | Disposable | 12 X 20 X 2 | 4 | 1 | 1 | 1 | 1 | 1 | 4 | 8 |  | 0 | 511 S Hague Ave | Columbus | OH | 43204
Hilltop | HTOP-FAC-004 | Fan Coil (Ducted) | Disposable | 12 X 20 X 2 | 4 | 1 | 1 | 1 | 1 | 1 | 4 | 8 |  | 0 | 511 S Hague Ave | Columbus | OH | 43204
Hilltop | HTOP-FAC-043 | Fan coil (Ducted) | Disposable | 12 X 20 X 2 | 4 | 2 | 2 | 2 | 2 | 2 | 8 | 8 |  | 0 | 511 S Hague Ave | Columbus | OH | 43204
Hilltop | HTOP-FAC-044 | Fan coil (Ducted) | Disposable | 12 X 20 X 2 | 4 | 2 | 2 | 2 | 2 | 2 | 8 | 8 |  | 0 | 511 S Hague Ave | Columbus | OH | 43204
Hilltop | HTOP-FAC-005 | Fan Coil (Ducted) | Disposable | 12 X 20 X 2 | 4 | 1 | 1 | 1 | 1 | 1 | 4 | 8 |  | 0 | 511 S Hague Ave | Columbus | OH | 43204
Hilltop | HTOP-FAC-029 | Fan coil (Ducted) | Disposable | 12 X 25 X 2 | 4 | 2 | 2 | 2 | 2 | 2 | 8 | 8 |  | 0 | 511 S Hague Ave | Columbus | OH | 43204
Hilltop | HTOP-FAC-032 | Fan coil (Ducted) | Disposable | 12 X 25 X 2 | 4 | 2 | 2 | 2 | 2 | 2 | 8 | 8 |  | 0 | 511 S Hague Ave | Columbus | OH | 43204
Hilltop | HTOP-FAC-033 | Fan coil (Ducted) | Disposable | 12 X 25 X 2 | 4 | 1 | 1 | 1 | 1 | 1 | 4 | 8 |  | 0 | 511 S Hague Ave | Columbus | OH | 43204
Hilltop | HTOP-FAC-034 | Fan coil (Ducted) | Disposable | 12 X 25 X 2 | 4 | 2 | 2 | 2 | 2 | 2 | 8 | 8 |  | 0 | 511 S Hague Ave | Columbus | OH | 43204
Hilltop | HTOP-FAC-036 | Fan coil (Ducted) | Disposable | 12 X 25 X 2 | 4 | 2 | 2 | 2 | 2 | 2 | 8 | 8 |  | 0 | 511 S Hague Ave | Columbus | OH | 43204
Hilltop | HTOP-FAC-037 | Fan coil (Ducted) | Disposable | 12 X 25 X 2 | 4 | 2 | 2 | 2 | 2 | 2 | 8 | 8 |  | 0 | 511 S Hague Ave | Columbus | OH | 43204
Hilltop | HTOP-FAC-038 | Fan coil (Ducted) | Disposable | 12 X 25 X 2 | 4 | 2 | 2 | 2 | 2 | 2 | 8 | 8 |  | 0 | 511 S Hague Ave | Columbus | OH | 43204
Hilltop | HTOP-FAC-046 | Fan coil (Ducted) | Disposable | 12 X 25 X 2 | 4 | 2 | 2 | 2 | 2 | 2 | 8 | 8 |  | 0 | 511 S Hague Ave | Columbus | OH | 43204
Hilltop | HTOP-FAC-020 | Fan coil (Ducted) | Disposable | 16 X 25 X 2 | 4 | 2 | 2 | 2 | 2 | 2 | 8 | 8 |  | 0 | 511 S Hague Ave | Columbus | OH | 43204
Hilltop | HTOP-FAC-045 | Fan coil (Ducted) | Disposable | 16 X 25 X 2 | 4 | 2 | 2 | 2 | 2 | 2 | 8 | 8 |  | 0 | 511 S Hague Ave | Columbus | OH | 43204
Hilltop | HTOP-DOS-001 | Dedicated outdoor air system | Disposable | 18 X 24 X 2 | 6 | 9 | 9 | 9 | 9 | 9 | 36 | 8 |  | 0 | 511 S Hague Ave | Columbus | OH | 43204
Hilltop | HTOP-DOS-001 | Dedicated outdoor air system | Disposable | 18 X 24 X 4 | 6 | 9 | 9 | 9 | 9 | 9 | 36 | 13 |  | 0 | 511 S Hague Ave | Columbus | OH | 43204
Hilltop | HTOP-DOS-001 | Dedicated outdoor air system | Disposable | 20 X 25 X 2 | 6 | 6 | 6 | 6 | 6 | 6 | 24 | 8 |  | 0 | 511 S Hague Ave | Columbus | OH | 43204
Karl Rd | KRRL-FAC-011 | Fan Coil (Ducted) | Disposable | 12 X 20 X 2 | 4 | 1 | 1 | 1 | 1 | 1 | 4 | 8 |  | 0 | 5590 Karl Rd. | Columbus | OH | 43229
Karl Rd | KRRL-FAC-022 | Fan Coil (Ducted) | Disposable | 12 X 20 X 2 | 4 | 2 | 2 | 2 | 2 | 2 | 8 | 8 |  | 0 | 5590 Karl Rd. | Columbus | OH | 43229
Karl Rd | KRRL-FAC-023 | Fan Coil (Ducted) | Disposable | 12 X 20 X 2 | 4 | 2 | 2 | 2 | 2 | 2 | 8 | 8 |  | 0 | 5590 Karl Rd. | Columbus | OH | 43229
Karl Rd | KRRL-FAC-003 | Fan Coil (Ducted) | Disposable | 12 X 20 X 2 | 4 | 2 | 2 | 2 | 2 | 2 | 8 | 8 |  | 0 | 5590 Karl Rd. | Columbus | OH | 43229
Karl Rd | KRRL-FAC-036 | Fan Coil (Ducted) | Disposable | 12 X 20 X 2 | 4 | 2 | 2 | 2 | 2 | 2 | 8 | 8 |  | 0 | 5590 Karl Rd. | Columbus | OH | 43229
Karl Rd | KRRL-FAC-037 | Fan Coil (Ducted) | Disposable | 12 X 20 X 2 | 4 | 2 | 2 | 2 | 2 | 2 | 8 | 8 |  | 0 | 5590 Karl Rd. | Columbus | OH | 43229
Karl Rd | KRRL-FAC-038 | Fan Coil (Ducted) | Disposable | 12 X 20 X 2 | 4 | 2 | 2 | 2 | 2 | 2 | 8 | 8 |  | 0 | 5590 Karl Rd. | Columbus | OH | 43229
Karl Rd | KRRL-FAC-010 | Fan Coil (Ducted) | Disposable | 12 X 25 X 2 | 4 | 2 | 2 | 2 | 2 | 2 | 8 | 8 |  | 0 | 5590 Karl Rd. | Columbus | OH | 43229
Karl Rd | KRRL-FAC-012 | Fan Coil (Ducted) | Disposable | 12 X 25 X 2 | 4 | 2 | 2 | 2 | 2 | 2 | 8 | 8 |  | 0 | 5590 Karl Rd. | Columbus | OH | 43229
Karl Rd | KRRL-FAC-013 | Fan Coil (Ducted) | Disposable | 12 X 25 X 2 | 4 | 2 | 2 | 2 | 2 | 2 | 8 | 8 |  | 0 | 5590 Karl Rd. | Columbus | OH | 43229
Karl Rd | KRRL-FAC-014 | Fan Coil (Ducted) | Disposable | 12 X 25 X 2 | 4 | 2 | 2 | 2 | 2 | 2 | 8 | 8 |  | 0 | 5590 Karl Rd. | Columbus | OH | 43229
Karl Rd | KRRL-FAC-015 | Fan Coil (Ducted) | Disposable | 12 X 25 X 2 | 4 | 2 | 2 | 2 | 2 | 2 | 8 | 8 |  | 0 | 5590 Karl Rd. | Columbus | OH | 43229
Karl Rd | KRRL-FAC-016 | Fan Coil (Ducted) | Disposable | 12 X 25 X 2 | 4 | 2 | 2 | 2 | 2 | 2 | 8 | 8 |  | 0 | 5590 Karl Rd. | Columbus | OH | 43229
Karl Rd | KRRL-FAC-017 | Fan Coil (Ducted) | Disposable | 12 X 25 X 2 | 4 | 2 | 2 | 2 | 2 | 2 | 8 | 8 |  | 0 | 5590 Karl Rd. | Columbus | OH | 43229
Karl Rd | KRRL-FAC-018 | Fan Coil (Ducted) | Disposable | 12 X 25 X 2 | 4 | 2 | 2 | 2 | 2 | 2 | 8 | 8 |  | 0 | 5590 Karl Rd. | Columbus | OH | 43229
Karl Rd | KRRL-FAC-019 | Fan Coil (Ducted) | Disposable | 12 X 25 X 2 | 4 | 2 | 2 | 2 | 2 | 2 | 8 | 8 |  | 0 | 5590 Karl Rd. | Columbus | OH | 43229
Karl Rd | KRRL-FAC-002 | Fan Coil (Ducted) | Disposable | 12 X 25 X 2 | 4 | 2 | 2 | 2 | 2 | 2 | 8 | 8 |  | 0 | 5590 Karl Rd. | Columbus | OH | 43229
Karl Rd | KRRL-FAC-020 | Fan Coil (Ducted) | Disposable | 12 X 25 X 2 | 4 | 2 | 2 | 2 | 2 | 2 | 8 | 8 |  | 0 | 5590 Karl Rd. | Columbus | OH | 43229
Karl Rd | KRRL-FAC-021 | Fan Coil (Ducted) | Disposable | 12 X 25 X 2 | 4 | 2 | 2 | 2 | 2 | 2 | 8 | 8 |  | 0 | 5590 Karl Rd. | Columbus | OH | 43229
Karl Rd | KRRL-FAC-024 | Fan Coil (Ducted) | Disposable | 12 X 25 X 2 | 4 | 2 | 2 | 2 | 2 | 2 | 8 | 8 |  | 0 | 5590 Karl Rd. | Columbus | OH | 43229
Karl Rd | KRRL-FAC-025 | Fan Coil (Ducted) | Disposable | 12 X 25 X 2 | 4 | 2 | 2 | 2 | 2 | 2 | 8 | 8 |  | 0 | 5590 Karl Rd. | Columbus | OH | 43229
Karl Rd | KRRL-FAC-026 | Fan Coil (Ducted) | Disposable | 12 X 25 X 2 | 4 | 2 | 2 | 2 | 2 | 2 | 8 | 8 |  | 0 | 5590 Karl Rd. | Columbus | OH | 43229
Karl Rd | KRRL-FAC-027 | Fan Coil (Ducted) | Disposable | 12 X 25 X 2 | 4 | 2 | 2 | 2 | 2 | 2 | 8 | 8 |  | 0 | 5590 Karl Rd. | Columbus | OH | 43229
Karl Rd | KRRL-FAC-028 | Fan Coil (Ducted) | Disposable | 12 X 25 X 2 | 4 | 2 | 2 | 2 | 2 | 2 | 8 | 8 |  | 0 | 5590 Karl Rd. | Columbus | OH | 43229
Karl Rd | KRRL-FAC-029 | Fan Coil (Ducted) | Disposable | 12 X 25 X 2 | 4 | 2 | 2 | 2 | 2 | 2 | 8 | 8 |  | 0 | 5590 Karl Rd. | Columbus | OH | 43229
Karl Rd | KRRL-FAC-030 | Fan Coil (Ducted) | Disposable | 12 X 25 X 2 | 4 | 2 | 2 | 2 | 2 | 2 | 8 | 8 |  | 0 | 5590 Karl Rd. | Columbus | OH | 43229
Karl Rd | KRRL-FAC-031 | Fan Coil (Ducted) | Disposable | 12 X 25 X 2 | 4 | 2 | 2 | 2 | 2 | 2 | 8 | 8 |  | 0 | 5590 Karl Rd. | Columbus | OH | 43229
Karl Rd | KRRL-FAC-032 | Fan Coil (Ducted) | Disposable | 12 X 25 X 2 | 4 | 2 | 2 | 2 | 2 | 2 | 8 | 8 |  | 0 | 5590 Karl Rd. | Columbus | OH | 43229
Karl Rd | KRRL-FAC-033 | Fan Coil (Ducted) | Disposable | 12 X 25 X 2 | 4 | 2 | 2 | 2 | 2 | 2 | 8 | 8 |  | 0 | 5590 Karl Rd. | Columbus | OH | 43229
Karl Rd | KRRL-FAC-034 | Fan Coil (Ducted) | Disposable | 12 X 25 X 2 | 4 | 2 | 2 | 2 | 2 | 2 | 8 | 8 |  | 0 | 5590 Karl Rd. | Columbus | OH | 43229
Karl Rd | KRRL-FAC-035 | Fan Coil (Ducted) | Disposable | 12 X 25 X 2 | 4 | 2 | 2 | 2 | 2 | 2 | 8 | 8 |  | 0 | 5590 Karl Rd. | Columbus | OH | 43229
Karl Rd | KRRL-FAC-004 | Fan Coil (Ducted) | Disposable | 12 X 25 X 2 | 4 | 2 | 2 | 2 | 2 | 2 | 8 | 8 |  | 0 | 5590 Karl Rd. | Columbus | OH | 43229
Karl Rd | KRRL-FAC-005 | Fan Coil (Ducted) | Disposable | 12 X 25 X 2 | 4 | 2 | 2 | 2 | 2 | 2 | 8 | 8 |  | 0 | 5590 Karl Rd. | Columbus | OH | 43229
Karl Rd | KRRL-FAC-007 | Fan Coil (Ducted) | Disposable | 12 X 25 X 2 | 4 | 2 | 2 | 2 | 2 | 2 | 8 | 8 |  | 0 | 5590 Karl Rd. | Columbus | OH | 43229
Karl Rd | KRRL-FAC-008 | Fan Coil (Ducted) | Disposable | 12 X 25 X 2 | 4 | 2 | 2 | 2 | 2 | 2 | 8 | 8 |  | 0 | 5590 Karl Rd. | Columbus | OH | 43229
Karl Rd | KRRL-FAC-009 | Fan Coil (Ducted) | Disposable | 12 X 25 X 2 | 4 | 2 | 2 | 2 | 2 | 2 | 8 | 8 |  | 0 | 5590 Karl Rd. | Columbus | OH | 43229
Karl Rd | KRRL-DOS-001 | Dedicated outside air supply | Disposable | 18 X 24 X 2 | 4 | 9 | 9 | 9 | 9 | 9 | 36 | 8 |  | 0 | 5590 Karl Rd. | Columbus | OH | 43229
Karl Rd | KRRL-DOS-001 | Dedicated outside air supply | Disposable | 18 X 24 X 4 | 4 | 9 | 9 | 9 | 9 | 9 | 36 | 13 |  | 0 | 5590 Karl Rd. | Columbus | OH | 43229
Karl Rd | KRRL-DOS-001 | Dedicated outside air supply | Disposable | 20 X 25 X 2 | 4 | 6 | 6 | 6 | 6 | 6 | 24 | 8 |  | 0 | 5590 Karl Rd. | Columbus | OH | 43229
Karl Rd | KRRL-FAC-001 | Fan Coil (Ducted) | Disposable | 21 X 1 4 X 2 | 4 | 2 | 2 | 2 | 2 | 2 | 8 | 8 |  | 0 | 5590 Karl Rd. | Columbus | OH | 43229
Linden - NEW |  |  | Disposable | 24 x 12 x 2 | 4 | 2 | 2 | 2 | 2 | 2 | 8 | 8 |  | 0 | 2223 Cleveland Ave. | Columbus | OH | 43211
Linden - NEW |  |  | Disposable | 24 x 12 x 2 | 4 | 1 | 1 | 1 | 1 | 1 | 4 | 8 |  | 0 | 2223 Cleveland Ave. | Columbus | OH | 43211
Linden - NEW |  |  | Disposable | 24 x 12 x 2 | 4 | 1 | 1 | 1 | 1 | 1 | 4 | 8 |  | 0 | 2223 Cleveland Ave. | Columbus | OH | 43211
Linden - NEW |  |  | Disposable | 24 x 12 x 2 | 4 | 2 | 2 | 2 | 2 | 2 | 8 | 8 |  | 0 | 2223 Cleveland Ave. | Columbus | OH | 43211
Linden - NEW |  |  | Disposable | 24 x 12 x 2 | 4 | 2 | 2 | 2 | 2 | 2 | 8 | 8 |  | 0 | 2223 Cleveland Ave. | Columbus | OH | 43211
Linden - NEW |  |  | Disposable | 24 x 12 x 2 | 4 | 2 | 2 | 2 | 2 | 2 | 8 | 8 |  | 0 | 2223 Cleveland Ave. | Columbus | OH | 43211
Linden - NEW |  |  | Disposable | 24 x 12 x 2 | 4 | 1 | 1 | 1 | 1 | 1 | 4 | 8 |  | 0 | 2223 Cleveland Ave. | Columbus | OH | 43211
Linden - NEW |  |  | Disposable | 24 x 12 x 2 | 4 | 2 | 2 | 2 | 2 | 2 | 8 | 8 |  | 0 | 2223 Cleveland Ave. | Columbus | OH | 43211
Linden - NEW |  |  | Disposable | 24 x 12 x 2 | 4 | 1 | 1 | 1 | 1 | 1 | 4 | 8 |  | 0 | 2223 Cleveland Ave. | Columbus | OH | 43211
Linden - NEW |  |  | Disposable | 24 x 12 x 2 | 4 | 1 | 1 | 1 | 1 | 1 | 4 | 8 |  | 0 | 2223 Cleveland Ave. | Columbus | OH | 43211
Linden - NEW |  |  | Disposable | 24 x 12 x 2 | 4 | 2 | 2 | 2 | 2 | 2 | 8 | 8 |  | 0 | 2223 Cleveland Ave. | Columbus | OH | 43211
Linden - NEW |  |  | Disposable | 24 x 12 x 2 | 4 | 2 | 2 | 2 | 2 | 2 | 8 | 8 |  | 0 | 2223 Cleveland Ave. | Columbus | OH | 43211
Linden - NEW |  |  | Disposable | 24 x 12 x 2 | 4 | 2 | 2 | 2 | 2 | 2 | 8 | 8 |  | 0 | 2223 Cleveland Ave. | Columbus | OH | 43211
Linden - NEW |  |  | Disposable | 24 x 12 x 2 | 4 | 2 | 2 | 2 | 2 | 2 | 8 | 8 |  | 0 | 2223 Cleveland Ave. | Columbus | OH | 43211
Linden - NEW |  |  | Disposable | 24 x 12 x 2 | 4 | 2 | 2 | 2 | 2 | 2 | 8 | 8 |  | 0 | 2223 Cleveland Ave. | Columbus | OH | 43211
Linden - NEW |  |  | Disposable | 24 x 12 x 2 | 4 | 2 | 2 | 2 | 2 | 2 | 8 | 8 |  | 0 | 2223 Cleveland Ave. | Columbus | OH | 43211
Linden - NEW |  |  | Disposable | 24 x 12 x 2 | 4 | 2 | 2 | 2 | 2 | 2 | 8 | 8 |  | 0 | 2223 Cleveland Ave. | Columbus | OH | 43211
Linden - NEW |  |  | Disposable | 24 x 12 x 2 | 4 | 2 | 2 | 2 | 2 | 2 | 8 | 8 |  | 0 | 2223 Cleveland Ave. | Columbus | OH | 43211
Linden - NEW |  |  | Disposable | 24 x 12 x 2 | 4 | 2 | 2 | 2 | 2 | 2 | 8 | 8 |  | 0 | 2223 Cleveland Ave. | Columbus | OH | 43211
Linden - NEW |  |  | Disposable | 24 x 12 x 2 | 4 | 1 | 1 | 1 | 1 | 1 | 4 | 8 |  | 0 | 2223 Cleveland Ave. | Columbus | OH | 43211
Linden - NEW |  |  | Disposable | 24 x 12 x 2 | 4 | 1 | 1 | 1 | 1 | 1 | 4 | 8 |  | 0 | 2223 Cleveland Ave. | Columbus | OH | 43211
Linden - NEW |  |  | Disposable | 24 x 12 x 2 | 4 | 2 | 2 | 2 | 2 | 2 | 8 | 8 |  | 0 | 2223 Cleveland Ave. | Columbus | OH | 43211
Linden - NEW |  |  | Disposable | 24 x 12 x 2 | 4 | 2 | 2 | 2 | 2 | 2 | 8 | 8 |  | 0 | 2223 Cleveland Ave. | Columbus | OH | 43211
Linden - NEW |  |  | Disposable | 24 x 12 x 2 | 4 | 2 | 2 | 2 | 2 | 2 | 8 | 8 |  | 0 | 2223 Cleveland Ave. | Columbus | OH | 43211
Linden - NEW |  |  | Disposable | 24 x 12 x 2 | 4 | 2 | 2 | 2 | 2 | 2 | 8 | 8 |  | 0 | 2223 Cleveland Ave. | Columbus | OH | 43211
Linden - NEW |  |  | Disposable | 24 x 12 x 2 | 4 | 2 | 2 | 2 | 2 | 2 | 8 | 8 |  | 0 | 2223 Cleveland Ave. | Columbus | OH | 43211
Linden - NEW |  |  | Disposable | 24 x 12 x 2 | 4 | 2 | 2 | 2 | 2 | 2 | 8 | 8 |  | 0 | 2223 Cleveland Ave. | Columbus | OH | 43211
Linden - NEW |  |  | Disposable | 24 x 12 x 2 | 4 | 2 | 2 | 2 | 2 | 2 | 8 | 8 |  | 0 | 2223 Cleveland Ave. | Columbus | OH | 43211
Linden - NEW |  |  | Disposable | 24 x 12 x 2 | 4 | 1 | 1 | 1 | 1 | 1 | 4 | 8 |  | 0 | 2223 Cleveland Ave. | Columbus | OH | 43211
Linden - NEW |  |  | Disposable | 24 x 12 x 2 | 4 | 1 | 1 | 1 | 1 | 1 | 4 | 8 |  | 0 | 2223 Cleveland Ave. | Columbus | OH | 43211
Linden - NEW |  |  | Disposable | 24 x 12 x 2 | 4 | 1 | 1 | 1 | 1 | 1 | 4 | 8 |  | 0 | 2223 Cleveland Ave. | Columbus | OH | 43211
Main | MAIN-VAV-003 | VAV | Disposable | 14 X 25 X 1 | 1 | 0 | 0 | 0 | 1 | 1 | 1 | 8 |  | 0 | 96 South Grant Ave. | Columbus | OH | 43215
Main | MAIN-VAV-007 | VAV | Disposable | 14 X 25 X 1 | 1 | 0 | 0 | 0 | 1 | 1 | 1 | 8 |  | 0 | 96 South Grant Ave. | Columbus | OH | 43215
Main | MAIN-VAV-010 |  | Disposable | 14 X 25 X 1 | 1 | 0 | 0 | 0 | 1 | 1 | 1 | 8 |  | 0 | 96 South Grant Ave. | Columbus | OH | 43215
Main | MAIN-VAV-011 |  | Disposable | 14 X 25 X 1 | 1 | 0 | 0 | 0 | 1 | 1 | 1 | 8 |  | 0 | 96 South Grant Ave. | Columbus | OH | 43215
Main | MAIN-VAV-014 |  | Disposable | 14 X 25 X 1 | 1 | 0 | 0 | 0 | 1 | 1 | 1 | 8 |  | 0 | 96 South Grant Ave. | Columbus | OH | 43215
Main | MAIN-VAV-017 |  | Disposable | 14 X 25 X 1 | 1 | 0 | 0 | 0 | 1 | 1 | 1 | 8 |  | 0 | 96 South Grant Ave. | Columbus | OH | 43215
Main |  |  | Disposable | 14 X 25 X 1 | 1 | 0 | 0 | 0 | 1 | 1 | 1 | 8 |  | 0 | 96 South Grant Ave. | Columbus | OH | 43215
Main |  |  | Disposable | 14 X 25 X 1 | 1 | 0 | 0 | 0 | 1 | 1 | 1 | 8 |  | 0 | 96 South Grant Ave. | Columbus | OH | 43215
Main |  |  | Disposable | 14 X 25 X 1 | 1 | 0 | 0 | 0 | 1 | 1 | 1 | 8 |  | 0 | 96 South Grant Ave. | Columbus | OH | 43215
Main |  |  | Disposable | 14 X 25 X 1 | 1 | 0 | 0 | 0 | 1 | 1 | 1 | 8 |  | 0 | 96 South Grant Ave. | Columbus | OH | 43215
Main |  |  | Disposable | 14 X 25 X 1 | 1 | 0 | 0 | 0 | 1 | 1 | 1 | 8 |  | 0 | 96 South Grant Ave. | Columbus | OH | 43215
Main |  |  | Disposable | 14 X 25 X 1 | 1 | 0 | 0 | 0 | 1 | 1 | 1 | 8 |  | 0 | 96 South Grant Ave. | Columbus | OH | 43215
Main |  |  | Disposable | 14 X 25 X 1 | 1 | 0 | 0 | 0 | 1 | 1 | 1 | 8 |  | 0 | 96 South Grant Ave. | Columbus | OH | 43215
Main |  |  | Disposable | 14 X 25 X 1 | 1 | 0 | 0 | 0 | 1 | 1 | 1 | 8 |  | 0 | 96 South Grant Ave. | Columbus | OH | 43215
Main |  |  | Disposable | 14 X 25 X 1 | 1 | 0 | 0 | 0 | 1 | 1 | 1 | 8 |  | 0 | 96 South Grant Ave. | Columbus | OH | 43215
Main |  |  | Disposable | 14 X 25 X 1 | 1 | 0 | 0 | 0 | 1 | 1 | 1 | 8 |  | 0 | 96 South Grant Ave. | Columbus | OH | 43215
Main |  |  | Disposable | 14 X 25 X 1 | 1 | 0 | 0 | 0 | 1 | 1 | 1 | 8 |  | 0 | 96 South Grant Ave. | Columbus | OH | 43215
Main |  |  | Disposable | 14 X 25 X 1 | 1 | 0 | 0 | 0 | 1 | 1 | 1 | 8 |  | 0 | 96 South Grant Ave. | Columbus | OH | 43215
Main |  |  | Disposable | 14 X 25 X 1 | 1 | 0 | 0 | 0 | 1 | 1 | 1 | 8 |  | 0 | 96 South Grant Ave. | Columbus | OH | 43215
Main |  |  | Disposable | 14 X 25 X 1 | 1 | 0 | 0 | 0 | 1 | 1 | 1 | 8 |  | 0 | 96 South Grant Ave. | Columbus | OH | 43215
Main |  |  | Disposable | 14 X 25 X 1 | 1 | 0 | 0 | 0 | 1 | 1 | 1 | 8 |  | 0 | 96 South Grant Ave. | Columbus | OH | 43215
Main |  |  | Disposable | 14 X 25 X 1 | 1 | 0 | 0 | 0 | 1 | 1 | 1 | 8 |  | 0 | 96 South Grant Ave. | Columbus | OH | 43215
Main |  |  | Disposable | 14 X 25 X 1 | 1 | 0 | 0 | 0 | 1 | 1 | 1 | 8 |  | 0 | 96 South Grant Ave. | Columbus | OH | 43215
Main |  |  | Disposable | 14 X 25 X 1 | 1 | 0 | 0 | 0 | 1 | 1 | 1 | 8 |  | 0 | 96 South Grant Ave. | Columbus | OH | 43215
Main |  |  | Disposable | 14 X 25 X 1 | 1 | 0 | 0 | 0 | 1 | 1 | 1 | 8 |  | 0 | 96 South Grant Ave. | Columbus | OH | 43215
Main |  |  | Disposable | 14 X 25 X 1 | 1 | 0 | 0 | 0 | 1 | 1 | 1 | 8 |  | 0 | 96 South Grant Ave. | Columbus | OH | 43215
Main |  |  | Disposable | 14 X 25 X 1 | 1 | 0 | 0 | 0 | 1 | 1 | 1 | 8 |  | 0 | 96 South Grant Ave. | Columbus | OH | 43215
Main |  |  | Disposable | 14 X 25 X 1 | 1 | 0 | 0 | 0 | 1 | 1 | 1 | 8 |  | 0 | 96 South Grant Ave. | Columbus | OH | 43215
Main |  |  | Disposable | 14 X 25 X 1 | 1 | 0 | 0 | 0 | 1 | 1 | 1 | 8 |  | 0 | 96 South Grant Ave. | Columbus | OH | 43215
Main |  |  | Disposable | 14 X 25 X 1 | 1 | 0 | 0 | 0 | 1 | 1 | 1 | 8 |  | 0 | 96 South Grant Ave. | Columbus | OH | 43215
Main |  |  | Disposable | 14 X 25 X 1 | 1 | 0 | 0 | 0 | 1 | 1 | 1 | 8 |  | 0 | 96 South Grant Ave. | Columbus | OH | 43215
Main |  |  | Disposable | 14 X 25 X 1 | 1 | 0 | 0 | 0 | 1 | 1 | 1 | 8 |  | 0 | 96 South Grant Ave. | Columbus | OH | 43215
Main |  |  | Disposable | 14 X 25 X 1 | 1 | 0 | 0 | 0 | 1 | 1 | 1 | 8 |  | 0 | 96 South Grant Ave. | Columbus | OH | 43215
Main |  |  | Disposable | 14 X 25 X 1 | 1 | 0 | 0 | 0 | 1 | 1 | 1 | 8 |  | 0 | 96 South Grant Ave. | Columbus | OH | 43215
Main |  |  | Disposable | 14 X 25 X 1 | 1 | 0 | 0 | 0 | 1 | 1 | 1 | 8 |  | 0 | 96 South Grant Ave. | Columbus | OH | 43215
Main |  |  | Disposable | 14 X 25 X 1 | 1 | 0 | 0 | 0 | 1 | 1 | 1 | 8 |  | 0 | 96 South Grant Ave. | Columbus | OH | 43215
Main |  |  | Disposable | 14 X 25 X 1 | 1 | 0 | 0 | 0 | 1 | 1 | 1 | 8 |  | 0 | 96 South Grant Ave. | Columbus | OH | 43215
Main |  |  | Disposable | 14 X 25 X 1 | 1 | 0 | 0 | 0 | 1 | 1 | 1 | 8 |  | 0 | 96 South Grant Ave. | Columbus | OH | 43215
Main |  |  | Disposable | 14 X 25 X 1 | 1 | 0 | 0 | 0 | 1 | 1 | 1 | 8 |  | 0 | 96 South Grant Ave. | Columbus | OH | 43215
Main |  |  | Disposable | 14 X 25 X 1 | 1 | 0 | 0 | 0 | 1 | 1 | 1 | 8 |  | 0 | 96 South Grant Ave. | Columbus | OH | 43215
Main | MAIN-VAV-002 | VAV | Disposable | 14 x 25 x 1 | 1 | 0 | 0 | 0 | 1 | 1 | 1 | 8 |  | 0 | 96 South Grant Ave. | Columbus | OH | 43215
Main | MAIN-VAV-005 | VAV | Disposable | 14 x 25 x 1 | 1 | 0 | 0 | 0 | 1 | 1 | 1 | 8 |  | 0 | 96 South Grant Ave. | Columbus | OH | 43215
Main | MAIN-VAV-008 | VAV | Disposable | 14 x 25 x 1 | 1 | 0 | 0 | 0 | 1 | 1 | 1 | 8 |  | 0 | 96 South Grant Ave. | Columbus | OH | 43215
Main | MAIN-VAV-018 |  | Disposable | 16 X 20 X 1 | 1 | 0 | 0 | 0 | 1 | 1 | 1 | 8 |  | 0 | 96 South Grant Ave. | Columbus | OH | 43215
Main | MAIN-VAV-013 |  | Disposable | 16 X 25 X 1 | 1 | 0 | 0 | 0 | 1 | 1 | 1 | 8 |  | 0 | 96 South Grant Ave. | Columbus | OH | 43215
Main | MAIN-VAV-004 | VAV | Disposable | 16 x 30 x 1 | 1 | 0 | 0 | 0 | 1 | 1 | 1 | 8 |  | 0 | 96 South Grant Ave. | Columbus | OH | 43215
Main | MAIN-VAV-006 | VAV | Disposable | 16 x 30 x 1 | 1 | 0 | 0 | 0 | 1 | 1 | 1 | 8 |  | 0 | 96 South Grant Ave. | Columbus | OH | 43215
Main |  |  | Disposable | 10 X 36 X 1 | 1 | 0 | 0 | 0 | 1 | 1 | 1 | 8 |  | 0 | 96 South Grant Ave. | Columbus | OH | 43215
Main |  |  | Disposable | 10 X 36 X 1 | 1 | 0 | 0 | 0 | 1 | 1 | 1 | 8 |  | 0 | 96 South Grant Ave. | Columbus | OH | 43215
Main |  |  | Disposable | 12 X 20 X 1 | 1 | 0 | 0 | 0 | 1 | 1 | 1 | 8 |  | 0 | 96 South Grant Ave. | Columbus | OH | 43215
Main |  |  | Disposable | 12 X 20 X 1 | 1 | 0 | 0 | 0 | 1 | 1 | 1 | 8 |  | 0 | 96 South Grant Ave. | Columbus | OH | 43215
Main |  |  | Disposable | 12 X 20 X 1 | 1 | 0 | 0 | 0 | 1 | 1 | 1 | 8 |  | 0 | 96 South Grant Ave. | Columbus | OH | 43215
Main |  |  | Disposable | 12 X 20 X 1 | 1 | 0 | 0 | 0 | 1 | 1 | 1 | 8 |  | 0 | 96 South Grant Ave. | Columbus | OH | 43215
Main |  |  | Disposable | 12 X 20 X 1 | 1 | 0 | 0 | 0 | 1 | 1 | 1 | 8 |  | 0 | 96 South Grant Ave. | Columbus | OH | 43215
Main |  |  | Disposable | 12 X 20 X 1 | 1 | 0 | 0 | 0 | 1 | 1 | 1 | 8 |  | 0 | 96 South Grant Ave. | Columbus | OH | 43215
Main |  |  | Disposable | 12 X 20 X 1 | 1 | 0 | 0 | 0 | 1 | 1 | 1 | 8 |  | 0 | 96 South Grant Ave. | Columbus | OH | 43215
Main |  |  | Disposable | 12 X 20 X 1 | 1 | 0 | 0 | 0 | 1 | 1 | 1 | 8 |  | 0 | 96 South Grant Ave. | Columbus | OH | 43215
Main |  |  | Disposable | 12 X 20 X 1 | 1 | 0 | 0 | 0 | 1 | 1 | 1 | 8 |  | 0 | 96 South Grant Ave. | Columbus | OH | 43215
Main | MAIN-VAV-018 |  | Disposable | 12 X 25 X 1 | 1 | 0 | 0 | 0 | 1 | 1 | 1 | 8 |  | 0 | 96 South Grant Ave. | Columbus | OH | 43215
Main | MAIN-VAV-009 |  | Disposable | 16 X 30 X 1 | 1 | 0 | 0 | 0 | 1 | 1 | 1 | 8 |  | 0 | 96 South Grant Ave. | Columbus | OH | 43215
Main | MAIN-VAV-012 |  | Disposable | 16 X 30 X 1 | 1 | 0 | 0 | 0 | 1 | 1 | 1 | 8 |  | 0 | 96 South Grant Ave. | Columbus | OH | 43215
Main | MAIN-VAV-016 |  | Disposable | 16 X 30 X 1 | 1 | 0 | 0 | 0 | 1 | 1 | 1 | 8 |  | 0 | 96 South Grant Ave. | Columbus | OH | 43215
Main | MAIN-VAV-019 |  | Disposable | 16 X 30 X 1 | 1 | 0 | 0 | 0 | 1 | 1 | 1 | 8 |  | 0 | 96 South Grant Ave. | Columbus | OH | 43215
Main | MAIN-VAV-020 |  | Disposable | 16 X 30 X 1 | 1 | 0 | 0 | 0 | 1 | 1 | 1 | 8 |  | 0 | 96 South Grant Ave. | Columbus | OH | 43215
Main |  |  | Disposable | 16 X 30 X 1 | 1 | 0 | 0 | 0 | 1 | 1 | 1 | 8 |  | 0 | 96 South Grant Ave. | Columbus | OH | 43215
Main |  |  | Disposable | 16 X 30 X 1 | 1 | 0 | 0 | 0 | 1 | 1 | 1 | 8 |  | 0 | 96 South Grant Ave. | Columbus | OH | 43215
Main |  |  | Disposable | 16 X 30 X 1 | 1 | 0 | 0 | 0 | 1 | 1 | 1 | 8 |  | 0 | 96 South Grant Ave. | Columbus | OH | 43215
Main |  |  | Disposable | 16 X 30 X 1 | 1 | 0 | 0 | 0 | 1 | 1 | 1 | 8 |  | 0 | 96 South Grant Ave. | Columbus | OH | 43215
Main |  |  | Disposable | 16 X 30 X 1 | 1 | 0 | 0 | 0 | 1 | 1 | 1 | 8 |  | 0 | 96 South Grant Ave. | Columbus | OH | 43215
Main |  |  | Disposable | 16 X 30 X 1 | 1 | 0 | 0 | 0 | 1 | 1 | 1 | 8 |  | 0 | 96 South Grant Ave. | Columbus | OH | 43215
Main |  |  | Disposable | 16 X 30 X 1 | 1 | 0 | 0 | 0 | 1 | 1 | 1 | 8 |  | 0 | 96 South Grant Ave. | Columbus | OH | 43215
Main |  |  | Disposable | 16 X 30 X 1 | 1 | 0 | 0 | 0 | 1 | 1 | 1 | 8 |  | 0 | 96 South Grant Ave. | Columbus | OH | 43215
Main |  |  | Disposable | 16 X 30 X 1 | 1 | 0 | 0 | 0 | 1 | 1 | 1 | 8 |  | 0 | 96 South Grant Ave. | Columbus | OH | 43215
Main |  |  | Disposable | 16 X 30 X 1 | 1 | 0 | 0 | 0 | 1 | 1 | 1 | 8 |  | 0 | 96 South Grant Ave. | Columbus | OH | 43215
Main |  |  | Disposable | 16 X 30 X 1 | 1 | 0 | 0 | 0 | 1 | 1 | 1 | 8 |  | 0 | 96 South Grant Ave. | Columbus | OH | 43215
Main |  |  | Disposable | 16 X 30 X 1 | 1 | 0 | 0 | 0 | 1 | 1 | 1 | 8 |  | 0 | 96 South Grant Ave. | Columbus | OH | 43215
Main |  |  | Disposable | 16 X 30 X 1 | 1 | 0 | 0 | 0 | 1 | 1 | 1 | 8 |  | 0 | 96 South Grant Ave. | Columbus | OH | 43215
Main |  |  | Disposable | 16 X 30 X 1 | 1 | 0 | 0 | 0 | 1 | 1 | 1 | 8 |  | 0 | 96 South Grant Ave. | Columbus | OH | 43215
Main |  |  | Disposable | 16 X 30 X 1 | 1 | 0 | 0 | 0 | 1 | 1 | 1 | 8 |  | 0 | 96 South Grant Ave. | Columbus | OH | 43215
Main |  |  | Disposable | 16 X 30 X 1 | 1 | 0 | 0 | 0 | 1 | 1 | 1 | 8 |  | 0 | 96 South Grant Ave. | Columbus | OH | 43215
Main |  |  | Disposable | 16 X 30 X 1 | 1 | 0 | 0 | 0 | 1 | 1 | 1 | 8 |  | 0 | 96 South Grant Ave. | Columbus | OH | 43215
Main |  |  | Disposable | 16 X 30 X 1 | 1 | 0 | 0 | 0 | 1 | 1 | 1 | 8 |  | 0 | 96 South Grant Ave. | Columbus | OH | 43215
Main |  |  | Disposable | 16 X 30 X 1 | 1 | 0 | 0 | 0 | 1 | 1 | 1 | 8 |  | 0 | 96 South Grant Ave. | Columbus | OH | 43215
Main |  |  | Disposable | 16 X 30 X 1 | 1 | 0 | 0 | 0 | 1 | 1 | 1 | 8 |  | 0 | 96 South Grant Ave. | Columbus | OH | 43215
Main |  |  | Disposable | 16 X 30 X 1 | 1 | 0 | 0 | 0 | 1 | 1 | 1 | 8 |  | 0 | 96 South Grant Ave. | Columbus | OH | 43215
Main |  |  | Disposable | 16 X 30 X 1 | 1 | 0 | 0 | 0 | 1 | 1 | 1 | 8 |  | 0 | 96 South Grant Ave. | Columbus | OH | 43215
Main |  |  | Disposable | 16 X 30 X 1 | 1 | 0 | 0 | 0 | 1 | 1 | 1 | 8 |  | 0 | 96 South Grant Ave. | Columbus | OH | 43215
Main |  |  | Disposable | 16 X 30 X 1 | 1 | 0 | 0 | 0 | 1 | 1 | 1 | 8 |  | 0 | 96 South Grant Ave. | Columbus | OH | 43215
Main |  |  | Disposable | 16 X 30 X 1 | 1 | 0 | 0 | 0 | 1 | 1 | 1 | 8 |  | 0 | 96 South Grant Ave. | Columbus | OH | 43215
Main |  |  | Disposable | 16 X 30 X 1 | 1 | 0 | 0 | 0 | 1 | 1 | 1 | 8 |  | 0 | 96 South Grant Ave. | Columbus | OH | 43215
Main |  |  | Disposable | 16 X 30 X 1 | 1 | 0 | 0 | 0 | 1 | 1 | 1 | 8 |  | 0 | 96 South Grant Ave. | Columbus | OH | 43215
Main |  |  | Disposable | 16 X 30 X 1 | 1 | 0 | 0 | 0 | 1 | 1 | 1 | 8 |  | 0 | 96 South Grant Ave. | Columbus | OH | 43215
Main |  |  | Disposable | 16 X 30 X 1 | 1 | 0 | 0 | 0 | 1 | 1 | 1 | 8 |  | 0 | 96 South Grant Ave. | Columbus | OH | 43215
Main |  |  | Disposable | 16 X 30 X 1 | 1 | 0 | 0 | 0 | 1 | 1 | 1 | 8 |  | 0 | 96 South Grant Ave. | Columbus | OH | 43215
Main |  |  | Disposable | 16 X 30 X 1 | 1 | 0 | 0 | 0 | 1 | 1 | 1 | 8 |  | 0 | 96 South Grant Ave. | Columbus | OH | 43215
Main |  |  | Disposable | 16 X 30 X 1 | 1 | 0 | 0 | 0 | 1 | 1 | 1 | 8 |  | 0 | 96 South Grant Ave. | Columbus | OH | 43215
Main |  |  | Disposable | 16 X 30 X 1 | 1 | 0 | 0 | 0 | 1 | 1 | 1 | 8 |  | 0 | 96 South Grant Ave. | Columbus | OH | 43215
Main |  |  | Disposable | 16 X 30 X 1 | 1 | 0 | 0 | 0 | 1 | 1 | 1 | 8 |  | 0 | 96 South Grant Ave. | Columbus | OH | 43215
Main |  |  | Disposable | 16 X 30 X 1 | 1 | 0 | 0 | 0 | 1 | 1 | 1 | 8 |  | 0 | 96 South Grant Ave. | Columbus | OH | 43215
Main |  |  | Disposable | 16 X 30 X 1 | 1 | 0 | 0 | 0 | 1 | 1 | 1 | 8 |  | 0 | 96 South Grant Ave. | Columbus | OH | 43215
Main |  |  | Disposable | 20 X 10 3/8 X 1 | 1 | 0 | 0 | 0 | 1 | 1 | 1 | 8 |  | 0 | 96 South Grant Ave. | Columbus | OH | 43215
Main |  |  | Disposable | 20 X 10 3/8 X 1 | 1 | 0 | 0 | 0 | 1 | 1 | 1 | 8 |  | 0 | 96 South Grant Ave. | Columbus | OH | 43215
Main |  |  | Disposable | 20 X 10 3/8 X 1 | 1 | 0 | 0 | 0 | 1 | 1 | 1 | 8 |  | 0 | 96 South Grant Ave. | Columbus | OH | 43215
Main |  |  | Disposable | 20 X 10 3/8 X 1 | 1 | 0 | 0 | 0 | 1 | 1 | 1 | 8 |  | 0 | 96 South Grant Ave. | Columbus | OH | 43215
Main |  |  | Disposable | 20 X 10 3/8 X 1 | 1 | 0 | 0 | 0 | 1 | 1 | 1 | 8 |  | 0 | 96 South Grant Ave. | Columbus | OH | 43215
Main |  |  | Disposable | 20 X 10 3/8 X 1 | 1 | 0 | 0 | 0 | 1 | 1 | 1 | 8 |  | 0 | 96 South Grant Ave. | Columbus | OH | 43215
Main |  |  | Disposable | 20 X 10 3/8 X 1 | 1 | 0 | 0 | 0 | 1 | 1 | 1 | 8 |  | 0 | 96 South Grant Ave. | Columbus | OH | 43215
Main |  |  | Disposable | 20 X 10 3/8 X 1 | 1 | 0 | 0 | 0 | 1 | 1 | 1 | 8 |  | 0 | 96 South Grant Ave. | Columbus | OH | 43215
Main |  |  | Disposable | 20 X 10 3/8 X 1 | 1 | 0 | 0 | 0 | 1 | 1 | 1 | 8 |  | 0 | 96 South Grant Ave. | Columbus | OH | 43215
Main |  |  | Disposable | 20 X 10 3/8 X 1 | 1 | 0 | 0 | 0 | 1 | 1 | 1 | 8 |  | 0 | 96 South Grant Ave. | Columbus | OH | 43215
Main |  |  | Disposable | 20 X 10 3/8 X 1 | 1 | 0 | 0 | 0 | 1 | 1 | 1 | 8 |  | 0 | 96 South Grant Ave. | Columbus | OH | 43215
Main |  |  | Disposable | 20 X 10 3/8 X 1 | 1 | 0 | 0 | 0 | 1 | 1 | 1 | 8 |  | 0 | 96 South Grant Ave. | Columbus | OH | 43215
Main |  |  | Disposable | 20 X 10 3/8 X 1 | 1 | 0 | 0 | 0 | 1 | 1 | 1 | 8 |  | 0 | 96 South Grant Ave. | Columbus | OH | 43215
Main |  |  | Disposable | 20 X 10 3/8 X 1 | 1 | 0 | 0 | 0 | 1 | 1 | 1 | 8 |  | 0 | 96 South Grant Ave. | Columbus | OH | 43215
Main |  |  | Disposable | 20 X 10 3/8 X 1 | 1 | 0 | 0 | 0 | 1 | 1 | 1 | 8 |  | 0 | 96 South Grant Ave. | Columbus | OH | 43215
Main |  |  | Disposable | 20 X 10 3/8 X 1 | 1 | 0 | 0 | 0 | 1 | 1 | 1 | 8 |  | 0 | 96 South Grant Ave. | Columbus | OH | 43215
Main |  |  | Disposable | 20 X 10 3/8 X 1 | 1 | 0 | 0 | 0 | 1 | 1 | 1 | 8 |  | 0 | 96 South Grant Ave. | Columbus | OH | 43215
Main |  |  | Disposable | 20 X 10 3/8 X 1 | 1 | 0 | 0 | 0 | 1 | 1 | 1 | 8 |  | 0 | 96 South Grant Ave. | Columbus | OH | 43215
Main |  |  | Disposable | 20 X 10 3/8 X 1 | 1 | 0 | 0 | 0 | 1 | 1 | 1 | 8 |  | 0 | 96 South Grant Ave. | Columbus | OH | 43215
Main |  |  | Disposable | 20 X 10 3/8 X 1 | 1 | 0 | 0 | 0 | 1 | 1 | 1 | 8 |  | 0 | 96 South Grant Ave. | Columbus | OH | 43215
Main |  |  | Disposable | 20 X 10 3/8 X 1 | 1 | 0 | 0 | 0 | 1 | 1 | 1 | 8 |  | 0 | 96 South Grant Ave. | Columbus | OH | 43215
Main |  |  | Disposable | 20 X 10 3/8 X 1 | 1 | 0 | 0 | 0 | 1 | 1 | 1 | 8 |  | 0 | 96 South Grant Ave. | Columbus | OH | 43215
Main |  |  | Disposable | 20 X 10 3/8 X 1 | 1 | 0 | 0 | 0 | 1 | 1 | 1 | 8 |  | 0 | 96 South Grant Ave. | Columbus | OH | 43215
Main |  |  | Disposable | 23 X 19 7/8 X 1 | 1 | 0 | 0 | 0 | 1 | 1 | 1 | 8 |  | 0 | 96 South Grant Ave. | Columbus | OH | 43215
Main |  |  | Disposable | 23 X 19 7/8 X 1 | 1 | 0 | 0 | 0 | 1 | 1 | 1 | 8 |  | 0 | 96 South Grant Ave. | Columbus | OH | 43215
Main |  |  | Disposable | 23 X 19 7/8 X 1 | 1 | 0 | 0 | 0 | 1 | 1 | 1 | 8 |  | 0 | 96 South Grant Ave. | Columbus | OH | 43215
Main |  |  | Disposable | 23 X 19 7/8 X 1 | 1 | 0 | 0 | 0 | 1 | 1 | 1 | 8 |  | 0 | 96 South Grant Ave. | Columbus | OH | 43215
Main |  |  | Disposable | 23 X 19 7/8 X 1 | 1 | 0 | 0 | 0 | 1 | 1 | 1 | 8 |  | 0 | 96 South Grant Ave. | Columbus | OH | 43215
Main |  |  | Disposable | 23 X 19 7/8 X 1 | 1 | 0 | 0 | 0 | 1 | 1 | 1 | 8 |  | 0 | 96 South Grant Ave. | Columbus | OH | 43215
Main |  |  | Disposable | 23 X 19 7/8 X 1 | 1 | 0 | 0 | 0 | 1 | 1 | 1 | 8 |  | 0 | 96 South Grant Ave. | Columbus | OH | 43215
Main |  |  | Disposable | 23 X 19 7/8 X 1 | 1 | 0 | 0 | 0 | 1 | 1 | 1 | 8 |  | 0 | 96 South Grant Ave. | Columbus | OH | 43215
Main |  |  | Disposable | 23 X 19 7/8 X 1 | 1 | 0 | 0 | 0 | 1 | 1 | 1 | 8 |  | 0 | 96 South Grant Ave. | Columbus | OH | 43215
Main |  |  | Disposable | 23 X 19 7/8 X 1 | 1 | 0 | 0 | 0 | 1 | 1 | 1 | 8 |  | 0 | 96 South Grant Ave. | Columbus | OH | 43215
Main |  |  | Disposable | 23 X 19 7/8 X 1 | 1 | 0 | 0 | 0 | 1 | 1 | 1 | 8 |  | 0 | 96 South Grant Ave. | Columbus | OH | 43215
Main |  |  | Disposable | 23 X 19 7/8 X 1 | 1 | 0 | 0 | 0 | 1 | 1 | 1 | 8 |  | 0 | 96 South Grant Ave. | Columbus | OH | 43215
Marion Franklin - NEW |  |  | Disposable | 12 X 12 X 2 | 4 | 1 | 1 | 1 | 1 | 1 | 4 | 8 |  | 0 | 2800 Lockbourne Road | Columbus | OH | 43207
Marion Franklin - NEW |  |  | Disposable | 12 X 12 X 2 | 4 | 1 | 1 | 1 | 1 | 1 | 4 | 8 |  | 0 | 2800 Lockbourne Road | Columbus | OH | 43207
Marion Franklin - NEW |  |  | Disposable | 12 X 12 X 2 | 4 | 2 | 2 | 2 | 2 | 2 | 8 | 8 |  | 0 | 2800 Lockbourne Road | Columbus | OH | 43207
Marion Franklin - NEW |  |  | Disposable | 12 X 12 X 2 | 4 | 1 | 1 | 1 | 1 | 1 | 4 | 8 |  | 0 | 2800 Lockbourne Road | Columbus | OH | 43207
Marion Franklin - NEW |  |  | Disposable | 12 X 12 X 2 | 4 | 1 | 1 | 1 | 1 | 1 | 4 | 8 |  | 0 | 2800 Lockbourne Road | Columbus | OH | 43207
Marion Franklin - NEW |  |  | Disposable | 12 X 12 X 2 | 4 | 2 | 2 | 2 | 2 | 2 | 8 | 8 |  | 0 | 2800 Lockbourne Road | Columbus | OH | 43207
Marion Franklin - NEW |  |  | Disposable | 12 X 12 X 2 | 4 | 1 | 1 | 1 | 1 | 1 | 4 | 8 |  | 0 | 2800 Lockbourne Road | Columbus | OH | 43207
Marion Franklin - NEW |  |  | Disposable | 12 X 12 X 2 | 4 | 1 | 1 | 1 | 1 | 1 | 4 | 8 |  | 0 | 2800 Lockbourne Road | Columbus | OH | 43207
Marion Franklin - NEW |  |  | Disposable | 12 X 12 X 2 | 4 | 1 | 1 | 1 | 1 | 1 | 4 | 8 |  | 0 | 2800 Lockbourne Road | Columbus | OH | 43207
Marion Franklin - NEW |  |  | Disposable | 12 X 12 X 2 | 4 | 1 | 1 | 1 | 1 | 1 | 4 | 8 |  | 0 | 2800 Lockbourne Road | Columbus | OH | 43207
Marion Franklin - NEW |  |  | Disposable | 12 X 12 X 2 | 4 | 1 | 1 | 1 | 1 | 1 | 4 | 8 |  | 0 | 2800 Lockbourne Road | Columbus | OH | 43207
Marion Franklin - NEW |  |  | Disposable | 12 X 12 X 2 | 4 | 1 | 1 | 1 | 1 | 1 | 4 | 8 |  | 0 | 2800 Lockbourne Road | Columbus | OH | 43207
Marion Franklin - NEW |  |  | Disposable | 12 X 12 X 2 | 4 | 1 | 1 | 1 | 1 | 1 | 4 | 8 |  | 0 | 2800 Lockbourne Road | Columbus | OH | 43207
Marion Franklin - NEW |  |  | Disposable | 16 x 16 x 2 | 4 | 8 | 8 | 8 | 8 | 8 | 32 | 8 |  | 0 | 2800 Lockbourne Road | Columbus | OH | 43207
MLK | MALK-FAC-013 | Fan Coil - Ceiling Mounted | Disposable | 10 X 18 X 2 | 4 | 1 | 1 | 1 | 1 | 1 | 4 | 8 |  | 0 | 1467 E Long | Columbus | OH | 43203
MLK | MALK-FAC-014 | Fan Coil - Ceiling Mounted | Disposable | 10 X 18 X 2 | 4 | 1 | 1 | 1 | 1 | 1 | 4 | 8 |  | 0 | 1467 E Long | Columbus | OH | 43203
MLK | MALK-FAC-002 | Fan Coil - Ceiling Mounted | Disposable | 10 X 20 X 2 | 4 | 1 | 1 | 1 | 1 | 1 | 4 | 8 |  | 0 | 1467 E Long | Columbus | OH | 43203
MLK | MALK-FAC-002 | Fan Coil - Ceiling Mounted | Disposable | 10 X 30 X 2 | 4 | 1 | 1 | 1 | 1 | 1 | 4 | 8 |  | 0 | 1467 E Long | Columbus | OH | 43203
MLK | MALK-FAC-011 | Fan Coil - Ceiling Mounted | Disposable | 12 X 12 X 2 | 4 | 1 | 1 | 1 | 1 | 1 | 4 | 8 |  | 0 | 1467 E Long | Columbus | OH | 43203
MLK | MALK-FAC-001 | Fan Coil - Ceiling Mounted | Disposable | 12 X 18 X 2 | 4 | 1 | 1 | 1 | 1 | 1 | 4 | 8 |  | 0 | 1467 E Long | Columbus | OH | 43203
MLK | MALK-FAC-011 | Fan Coil - Ceiling Mounted | Disposable | 12 X 18 X 2 | 4 | 1 | 1 | 1 | 1 | 1 | 4 | 8 |  | 0 | 1467 E Long | Columbus | OH | 43203
MLK | MALK-FAC-015 | Fan Coil - Ceiling Mounted | Disposable | 12 X 18 X 2 | 4 | 1 | 1 | 1 | 1 | 1 | 4 | 8 |  | 0 | 1467 E Long | Columbus | OH | 43203
MLK | MALK-FAC-017 | Fan Coil - Ceiling Mounted | Disposable | 12 X 18 X 2 | 4 | 1 | 1 | 1 | 1 | 1 | 4 | 8 |  | 0 | 1467 E Long | Columbus | OH | 43203
MLK | MALK-FAC-020 | Fan Coil - Ceiling Mounted | Disposable | 12 X 18 X 2 | 4 | 1 | 1 | 1 | 1 | 1 | 4 | 8 |  | 0 | 1467 E Long | Columbus | OH | 43203
MLK | MALK-FAC-021 | Fan Coil - Ceiling Mounted | Disposable | 12 X 18 X 2 | 4 | 1 | 1 | 1 | 1 | 1 | 4 | 8 |  | 0 | 1467 E Long | Columbus | OH | 43203
MLK | MALK-FAC-031 | Fan Coil - Ceiling Mounted | Disposable | 12 X 18 X 2 | 4 | 1 | 1 | 1 | 1 | 1 | 4 | 8 |  | 0 | 1467 E Long | Columbus | OH | 43203
MLK | MALK-FAC-001 | Fan Coil - Ceiling Mounted | Disposable | 12 X 20 X 2 | 4 | 1 | 1 | 1 | 1 | 1 | 4 | 8 |  | 0 | 1467 E Long | Columbus | OH | 43203
MLK | MALK-FAC-005 | Fan Coil - Ceiling Mounted | Disposable | 12 X 20 X 2 | 4 | 1 | 1 | 1 | 1 | 1 | 4 | 8 |  | 0 | 1467 E Long | Columbus | OH | 43203
MLK | MALK-FAC-031 | Fan Coil - Ceiling Mounted | Disposable | 12 X 20 X 2 | 4 | 1 | 1 | 1 | 1 | 1 | 4 | 8 |  | 0 | 1467 E Long | Columbus | OH | 43203
MLK | MALK-FAC-006 | Fan Coil - Ceiling Mounted | Disposable | 12 X 22 X 2 | 4 | 1 | 1 | 1 | 1 | 1 | 4 | 8 |  | 0 | 1467 E Long | Columbus | OH | 43203
MLK | MALK-FAC-012 | Fan Coil - Ceiling Mounted | Disposable | 12 X 22 X 2 | 4 | 1 | 1 | 1 | 1 | 1 | 4 | 8 |  | 0 | 1467 E Long | Columbus | OH | 43203
MLK | MALK-FAC-012 | Fan Coil - Ceiling Mounted | Disposable | 12 X 22 X 2 | 4 | 1 | 1 | 1 | 1 | 1 | 4 | 8 |  | 0 | 1467 E Long | Columbus | OH | 43203
MLK | MALK-FAC-015 | Fan Coil - Ceiling Mounted | Disposable | 12 X 22 X 2 | 4 | 1 | 1 | 1 | 1 | 1 | 4 | 8 |  | 0 | 1467 E Long | Columbus | OH | 43203
MLK | MALK-FAC-018 | Fan Coil - Ceiling Mounted | Disposable | 12 X 22 X 2 | 4 | 1 | 1 | 1 | 1 | 1 | 4 | 8 |  | 0 | 1467 E Long | Columbus | OH | 43203
MLK | MALK-FAC-019 | Fan Coil - Ceiling Mounted | Disposable | 12 X 22 X 2 | 4 | 1 | 1 | 1 | 1 | 1 | 4 | 8 |  | 0 | 1467 E Long | Columbus | OH | 43203
MLK | MALK-FAC-022 | Fan Coil - Ceiling Mounted | Disposable | 12 X 22 X 2 | 4 | 1 | 1 | 1 | 1 | 1 | 4 | 8 |  | 0 | 1467 E Long | Columbus | OH | 43203
MLK | MALK-FAC-023 | Fan Coil - Ceiling Mounted | Disposable | 12 X 22 X 2 | 4 | 1 | 1 | 1 | 1 | 1 | 4 | 8 |  | 0 | 1467 E Long | Columbus | OH | 43203
MLK | MALK-FAC-024 | Fan Coil - Ceiling Mounted | Disposable | 12 X 22 X 2 | 4 | 1 | 1 | 1 | 1 | 1 | 4 | 8 |  | 0 | 1467 E Long | Columbus | OH | 43203
MLK | MALK-FAC-026 | Fan Coil - Ceiling Mounted | Disposable | 12 X 22 X 2 | 4 | 1 | 1 | 1 | 1 | 1 | 4 | 8 |  | 0 | 1467 E Long | Columbus | OH | 43203
MLK | MALK-FAC-004 | Fan Coil - Ceiling Mounted | Disposable | 12 X 24 X 2 | 4 | 1 | 1 | 1 | 1 | 1 | 4 | 8 |  | 0 | 1467 E Long | Columbus | OH | 43203
MLK | MALK-FAC-005 | Fan Coil - Ceiling Mounted | Disposable | 12 X 24 X 2 | 4 | 1 | 1 | 1 | 1 | 1 | 4 | 8 |  | 0 | 1467 E Long | Columbus | OH | 43203
MLK | MALK-FAC-007 | Fan Coil - Ceiling Mounted | Disposable | 12 X 24 X 2 | 4 | 1 | 1 | 1 | 1 | 1 | 4 | 8 |  | 0 | 1467 E Long | Columbus | OH | 43203
MLK | MALK-FAC-010 | Fan Coil - Ceiling Mounted | Disposable | 12 X 24 X 2 | 4 | 1 | 1 | 1 | 1 | 1 | 4 | 8 |  | 0 | 1467 E Long | Columbus | OH | 43203
MLK | MALK-FAC-017 | Fan Coil - Ceiling Mounted | Disposable | 12 X 24 X 2 | 4 | 1 | 1 | 1 | 1 | 1 | 4 | 8 |  | 0 | 1467 E Long | Columbus | OH | 43203
MLK | MALK-FAC-004 | Fan Coil - Ceiling Mounted | Disposable | 12 X 30 X 2 | 4 | 1 | 1 | 1 | 1 | 1 | 4 | 8 |  | 0 | 1467 E Long | Columbus | OH | 43203
MLK | MALK-FAC-006 | Fan Coil - Ceiling Mounted | Disposable | 12 X 30 X 2 | 4 | 1 | 1 | 1 | 1 | 1 | 4 | 8 |  | 0 | 1467 E Long | Columbus | OH | 43203
MLK | MALK-FAC-007 | Fan Coil - Ceiling Mounted | Disposable | 12 X 30 X 2 | 4 | 1 | 1 | 1 | 1 | 1 | 4 | 8 |  | 0 | 1467 E Long | Columbus | OH | 43203
MLK | MALK-FAC-010 | Fan Coil - Ceiling Mounted | Disposable | 12 X 30 X 2 | 4 | 1 | 1 | 1 | 1 | 1 | 4 | 8 |  | 0 | 1467 E Long | Columbus | OH | 43203
MLK | MALK-FAC-016 | Fan Coil - Ceiling Mounted | Disposable | 12 X 30 X 2 | 4 | 2 | 2 | 2 | 2 | 2 | 8 | 8 |  | 0 | 1467 E Long | Columbus | OH | 43203
MLK | MALK-FAC-018 | Fan Coil - Ceiling Mounted | Disposable | 12 X 30 X 2 | 4 | 1 | 1 | 1 | 1 | 1 | 4 | 8 |  | 0 | 1467 E Long | Columbus | OH | 43203
MLK | MALK-FAC-019 | Fan Coil - Ceiling Mounted | Disposable | 12 X 30 X 2 | 4 | 1 | 1 | 1 | 1 | 1 | 4 | 8 |  | 0 | 1467 E Long | Columbus | OH | 43203
MLK | MALK-FAC-021 | Fan Coil - Ceiling Mounted | Disposable | 12 X 30 X 2 | 4 | 1 | 1 | 1 | 1 | 1 | 4 | 8 |  | 0 | 1467 E Long | Columbus | OH | 43203
MLK | MALK-FAC-023 | Fan Coil - Ceiling Mounted | Disposable | 12 X 30 X 2 | 4 | 1 | 1 | 1 | 1 | 1 | 4 | 8 |  | 0 | 1467 E Long | Columbus | OH | 43203
MLK | MALK-FAC-025 | Fan Coil - Ceiling Mounted | Disposable | 12 X 30 X 2 | 4 | 1 | 1 | 1 | 1 | 1 | 4 | 8 |  | 0 | 1467 E Long | Columbus | OH | 43203
MLK | MALK-FAC-026 | Fan Coil - Ceiling Mounted | Disposable | 12 X 30 X 2 | 4 | 1 | 1 | 1 | 1 | 1 | 4 | 8 |  | 0 | 1467 E Long | Columbus | OH | 43203
MLK | MALK-DOS-001 | Dedicated outside air supply | Disposable | 18 X 24 X 2 | 4 | 12 | 12 | 12 | 12 | 12 | 48 | 8 |  | 0 | 1467 E Long | Columbus | OH | 43203
MLK | MALK-DOS-001 | Dedicated outside air supply | Disposable | 18 X 24 X 4 | 4 | 6 | 6 | 6 | 6 | 6 | 24 | 13 |  | 0 | 1467 E Long | Columbus | OH | 43203
New Albany | NALB-AHU-001 | Split system gas furnace | Disposable | 16 X 20 X2 | 4 | 1 | 1 | 1 | 1 | 1 | 4 | 8 |  | 0 | 200 Market Street | New Albany | OH | 43054
New Albany | NALB-AHU-001 | Split system gas furnace | Disposable | 16 X 20 X2 | 4 | 1 | 1 | 1 | 1 | 1 | 4 | 8 |  | 0 | 200 Market Street | New Albany | OH | 43054
New Albany | NALB-AHU-002 | Split system gas furnace | Disposable | 20 X 20 X 2 | 4 | 1 | 1 | 1 | 1 | 1 | 4 | 8 |  | 0 | 200 Market Street | New Albany | OH | 43054
New Albany | NALB-AHU-002 | Split system gas furnace | Disposable | 20 X 20 X 2 | 4 | 1 | 1 | 1 | 1 | 1 | 4 | 8 |  | 0 | 200 Market Street | New Albany | OH | 43054
New Albany | NALB-AHU-003 | Split system gas furnace | Disposable | 20 X 20 X 2 | 4 | 1 | 1 | 1 | 1 | 1 | 4 | 8 |  | 0 | 200 Market Street | New Albany | OH | 43054
New Albany | NALB-AHU-003 | Split system gas furnace | Disposable | 20 X 20 X 2 | 4 | 1 | 1 | 1 | 1 | 1 | 4 | 8 |  | 0 | 200 Market Street | New Albany | OH | 43054
New Albany | NALB-AHU-004 | Split system gas furnace | Disposable | 20 X 20 X 2 | 4 | 1 | 1 | 1 | 1 | 1 | 4 | 8 |  | 0 | 200 Market Street | New Albany | OH | 43054
New Albany | NALB-AHU-004 | Split system gas furnace | Disposable | 20 X 20 X 2 | 4 | 1 | 1 | 1 | 1 | 1 | 4 | 8 |  | 0 | 200 Market Street | New Albany | OH | 43054
New Albany | NALB-AHU-005 | Split system gas furnace | Disposable | 20 X 20 X 2 | 4 | 1 | 1 | 1 | 1 | 1 | 4 | 8 |  | 0 | 200 Market Street | New Albany | OH | 43054
New Albany | NALB-AHU-005 | Split system gas furnace | Disposable | 20 X 20 X 2 | 4 | 1 | 1 | 1 | 1 | 1 | 4 | 8 |  | 0 | 200 Market Street | New Albany | OH | 43054
New Albany | NALB-AHU-006 | Split system gas furnace | Disposable | 20 X 20 X 2 | 4 | 1 | 1 | 1 | 1 | 1 | 4 | 8 |  | 0 | 200 Market Street | New Albany | OH | 43054
New Albany | NALB-AHU-006 | Split system gas furnace | Disposable | 20 X 20 X 2 | 4 | 1 | 1 | 1 | 1 | 1 | 4 | 8 |  | 0 | 200 Market Street | New Albany | OH | 43054
New Albany | NALB-AHU-007 | Split system gas furnace | Disposable | 20 X 20 X 2 | 4 | 1 | 1 | 1 | 1 | 1 | 4 | 8 |  | 0 | 200 Market Street | New Albany | OH | 43054
New Albany | NALB-AHU-008 | Split system gas furnace | Disposable | 20 X 20 X 2 | 4 | 1 | 1 | 1 | 1 | 1 | 4 | 8 |  | 0 | 200 Market Street | New Albany | OH | 43054
New Albany | NALB-AHU-008 | Split system gas furnace | Disposable | 20 X 20 X 2 | 4 | 1 | 1 | 1 | 1 | 1 | 4 | 8 |  | 0 | 200 Market Street | New Albany | OH | 43054
New Albany | NALB-AHU-009 | Split system gas furnace | Disposable | 20 X 20 X 2 | 4 | 1 | 1 | 1 | 1 | 1 | 4 | 8 |  | 0 | 200 Market Street | New Albany | OH | 43054
Northern Lights | NLTS-FAC-031 | Fan Coil (Ducted) | Disposable | 11 3/8 X 26 7/8 X 4 | 4 | 2 | 2 | 2 | 2 | 2 | 8 | 8 |  | 0 | 4093 Cleveland Ave. | Columbus | OH | 43224
Northern Lights | NLTS-FAC-029 | Fan Coil (Ducted) | Disposable | 11 3/8 X 26 7/8 X 4 | 4 | 2 | 2 | 2 | 2 | 2 | 8 | 8 |  | 0 | 4093 Cleveland Ave. | Columbus | OH | 43224
Northern Lights | NLTS-FAC-030 | Fan Coil (Ducted) | Disposable | 11 3/8 X 26 7/8 X 4 | 4 | 2 | 2 | 2 | 2 | 2 | 8 | 8 |  | 0 | 4093 Cleveland Ave. | Columbus | OH | 43224
Northern Lights | NLTS-FAC-032 | Fan Coil (Ducted) | Disposable | 11 3/8 X 26 7/8 X 4 | 4 | 2 | 2 | 2 | 2 | 2 | 8 | 8 |  | 0 | 4093 Cleveland Ave. | Columbus | OH | 43224
Northern Lights | NLTS-FAC-008 | Fan Coil (Ducted) | Disposable | 11 3/8 X 26 7/8 X 4 | 4 | 1 | 1 | 1 | 1 | 1 | 4 | 8 |  | 0 | 4093 Cleveland Ave. | Columbus | OH | 43224
Northern Lights | NLTS-FAC-033 | Fan Coil (Ducted) | Disposable | 11 3/8 X 26 7/8 X 4 | 4 | 2 | 2 | 2 | 2 | 2 | 8 | 8 |  | 0 | 4093 Cleveland Ave. | Columbus | OH | 43224
Northern Lights | NLTS-FAC-028 | Fan Coil (Ducted) | Disposable | 11 3/8 X 26 7/8 X 4 | 4 | 2 | 2 | 2 | 2 | 2 | 8 | 8 |  | 0 | 4093 Cleveland Ave. | Columbus | OH | 43224
Northern Lights | NLTS-FAC-006 | Fan Coil (Ducted) | Disposable | 11 3/8 X 19 X 4 | 4 | 2 | 2 | 2 | 2 | 2 | 8 | 8 |  | 0 | 4093 Cleveland Ave. | Columbus | OH | 43224
Northern Lights | NLTS-FAC-026 | Fan Coil (Ducted) | Disposable | 11 3/8 X 19 X 4 | 4 | 2 | 2 | 2 | 2 | 2 | 8 | 8 |  | 0 | 4093 Cleveland Ave. | Columbus | OH | 43224
Northern Lights | NLTS-FAC-007 | Fan Coil (Ducted) | Disposable | 11 3/8 X 19 X 4 | 4 | 2 | 2 | 2 | 2 | 2 | 8 | 8 |  | 0 | 4093 Cleveland Ave. | Columbus | OH | 43224
Northern Lights | NLTS-FAC-004 | Fan Coil (Ducted) | Disposable | 11 3/8 X 19 X 4 | 4 | 2 | 2 | 2 | 2 | 2 | 8 | 8 |  | 0 | 4093 Cleveland Ave. | Columbus | OH | 43224
Northern Lights | NLTS-FAC-005 | Fan Coil (Ducted) | Disposable | 11 3/8 X 19 X 4 | 4 | 2 | 2 | 2 | 2 | 2 | 8 | 8 |  | 0 | 4093 Cleveland Ave. | Columbus | OH | 43224
Northern Lights | NLTS-FAC-003 | Fan Coil (Ducted) | Disposable | 11 3/8 X 19 X 4 | 4 | 2 | 2 | 2 | 2 | 2 | 8 | 8 |  | 0 | 4093 Cleveland Ave. | Columbus | OH | 43224
Northern Lights | NLTS-FAC-034 | Fan Coil (Ducted) | Disposable | 11 3/8 X 19 X 4 | 4 | 2 | 2 | 2 | 2 | 2 | 8 | 8 |  | 0 | 4093 Cleveland Ave. | Columbus | OH | 43224
Northern Lights | NLTS-FAC-027 | Fan Coil (Ducted) | Disposable | 11 3/8 X 19 X 4 | 4 | 2 | 2 | 2 | 2 | 2 | 8 | 8 |  | 0 | 4093 Cleveland Ave. | Columbus | OH | 43224
Northern Lights | NLTS-FAC-025 | Fan Coil (Ducted) | Disposable | 11 3/8 X 26 1/4 X 4 | 4 | 2 | 2 | 2 | 2 | 2 | 8 | 8 |  | 0 | 4093 Cleveland Ave. | Columbus | OH | 43224
Northern Lights | NLTS-DOS-001 | Dedicated outside air supply | Disposable | 18 X 24 X 2 | 4 | 6 | 6 | 6 | 6 | 6 | 24 | 8 |  | 0 | 4093 Cleveland Ave. | Columbus | OH | 43224
Northern Lights | NLTS-DOS-002 | Dedicated outside air supply | Disposable | 18 X 24 X 2 | 4 | 6 | 6 | 6 | 6 | 6 | 24 | 8 |  | 0 | 4093 Cleveland Ave. | Columbus | OH | 43224
Northern Lights | NLTS-DOS-001 | Dedicated outside air supply | Disposable | 18 X 24 X 4 | 4 | 6 | 6 | 6 | 6 | 6 | 24 | 13 |  | 0 | 4093 Cleveland Ave. | Columbus | OH | 43224
Northern Lights | NLTS-DOS-002 | Dedicated outside air supply | Disposable | 18 X 24 X 4 | 4 | 6 | 6 | 6 | 6 | 6 | 24 | 13 |  | 0 | 4093 Cleveland Ave. | Columbus | OH | 43224
Northern Lights | NLTS-FAC-035 | Fan Coil Ducted Air Handler | Disposable | 21 1/2 X 23 X 1 | 4 | 1 | 1 | 1 | 1 | 1 | 4 | 8 |  | 0 | 4093 Cleveland Ave. | Columbus | OH | 43224
Northside | NSDE-FAC-012 | Fan Coil Ducted Air Handler | Disposable | 20 X 24 X 2 | 4 | 1 | 1 | 1 | 1 | 1 | 4 | 8 |  | 0 | 1423 N. High St | Columbus | OH | 43201
Northside | NSDE-FAC-013 | Fan Coil Ducted Air Handler | Disposable | 20 X 24 X 2 | 4 | 1 | 1 | 1 | 1 | 1 | 4 | 8 |  | 0 | 1423 N. High St | Columbus | OH | 43201
Northside | NSDE-FAC-023 | Fan Coil Ducted Air Handler | Disposable | 20 X 24 X 2 | 4 | 1 | 1 | 1 | 1 | 1 | 4 | 8 |  | 0 | 1423 N. High St | Columbus | OH | 43201
Northside | NSDE-FAC-024 | Fan Coil Ducted Air Handler | Disposable | 20 X 24 X 2 | 4 | 1 | 1 | 1 | 1 | 1 | 4 | 8 |  | 0 | 1423 N. High St | Columbus | OH | 43201
Northside | NSDE-FAC-030 | Fan Coil Ducted Air Handler | Disposable | 20 X 24 X 2 | 4 | 1 | 1 | 1 | 1 | 1 | 4 | 8 |  | 0 | 1423 N. High St | Columbus | OH | 43201
Northside | NSDE-FAC-011 | Fan Coil Ducted | Disposable | 12 X 20 X 4 | 4 | 1 | 1 | 1 | 1 | 1 | 4 | 8 |  | 0 | 1423 N. High St | Columbus | OH | 43201
Northside | NSDE-FAC-017 | Fan Coil Ducted Unit | Disposable | 12 X 24 X 4 | 4 | 2 | 2 | 2 | 2 | 2 | 8 | 8 |  | 0 | 1423 N. High St | Columbus | OH | 43201
Northside | NSDE-FAC-019 | Fan Coil Ducted Unit | Disposable | 12 X 24 X 4 | 4 | 2 | 2 | 2 | 2 | 2 | 8 | 8 |  | 0 | 1423 N. High St | Columbus | OH | 43201
Northside | NSDE-FAC-001 | Fan Coil Ducted Air Handler | Disposable | 16 X 20 X 2 | 4 | 1 | 1 | 1 | 1 | 1 | 4 | 8 |  | 0 | 1423 N. High St | Columbus | OH | 43201
Northside | NSDE-FAC-002 | Fan Coil Ducted Air Handler | Disposable | 16 X 20 X 2 | 4 | 1 | 1 | 1 | 1 | 1 | 4 | 8 |  | 0 | 1423 N. High St | Columbus | OH | 43201
Northside | NSDE-FAC-003 | Fan Coil Ducted Air Handler | Disposable | 16 X 20 X 2 | 4 | 1 | 1 | 1 | 1 | 1 | 4 | 8 |  | 0 | 1423 N. High St | Columbus | OH | 43201
Northside | NSDE-FAC-004 | Fan Coil Ducted Air Handler | Disposable | 16 X 20 X 2 | 4 | 1 | 1 | 1 | 1 | 1 | 4 | 8 |  | 0 | 1423 N. High St | Columbus | OH | 43201
Northside | NSDE-FAC-005 | Fan Coil Ducted Air Handler | Disposable | 16 X 20 X 2 | 4 | 1 | 1 | 1 | 1 | 1 | 4 | 8 |  | 0 | 1423 N. High St | Columbus | OH | 43201
Northside | NSDE-FAC-006 | Fan Coil Ducted Air Handler | Disposable | 16 X 20 X 2 | 4 | 1 | 1 | 1 | 1 | 1 | 4 | 8 |  | 0 | 1423 N. High St | Columbus | OH | 43201
Northside | NSDE-FAC-007 | Fan Coil Ducted Air Handler | Disposable | 16 X 20 X 2 | 4 | 1 | 1 | 1 | 1 | 1 | 4 | 8 |  | 0 | 1423 N. High St | Columbus | OH | 43201
Northside | NSDE-FAC-008 | Fan Coil Ducted Air Handler | Disposable | 16 X 20 X 2 | 4 | 1 | 1 | 1 | 1 | 1 | 4 | 8 |  | 0 | 1423 N. High St | Columbus | OH | 43201
Northside | NSDE-FAC-021 | Fan Coil Ducted Air Handler | Disposable | 16 X 20 X 2 | 4 | 1 | 1 | 1 | 1 | 1 | 4 | 8 |  | 0 | 1423 N. High St | Columbus | OH | 43201
Northside | NSDE-FAC-022 | Fan Coil Ducted Air Handler | Disposable | 16 X 20 X 2 | 4 | 1 | 1 | 1 | 1 | 1 | 4 | 8 |  | 0 | 1423 N. High St | Columbus | OH | 43201
Northside | NSDE-FAC-026 | Fan Coil Ducted Air Handler | Disposable | 16 X 20 X 2 | 4 | 1 | 1 | 1 | 1 | 1 | 4 | 8 |  | 0 | 1423 N. High St | Columbus | OH | 43201
Northside | NSDE-FAC-028 | Fan Coil Ducted Air Handler | Disposable | 16 X 20 X 2 | 4 | 1 | 1 | 1 | 1 | 1 | 4 | 8 |  | 0 | 1423 N. High St | Columbus | OH | 43201
Northside | NSDE-FAC-029 | Fan Coil Ducted Air Handler | Disposable | 16 X 20 X 2 | 4 | 1 | 1 | 1 | 1 | 1 | 4 | 8 |  | 0 | 1423 N. High St | Columbus | OH | 43201
Northside | NSDE-DOS-001 | Dedicated outside air supply | Disposable | 18 X 24 X 2 | 6 | 12 | 12 | 12 | 12 | 12 | 48 | 8 |  | 0 | 1423 N. High St | Columbus | OH | 43201
Northside | NSDE-DOS-001 | Dedicated outside air supply | Disposable | 18 X 24 X 4 | 6 | 6 | 6 | 6 | 6 | 6 | 24 | 13 |  | 0 | 1423 N. High St | Columbus | OH | 43201
Parsons | PARS-FAC-005 | Fan Coil Staff Receiving | Disposable | 22 1/2 X 5 1/2 X 1 | 4 | 1 | 1 | 1 | 1 | 1 | 4 | 8 |  | 0 | 1113 Parsons Ave. | Columbus | OH | 43206
Parsons | PARS-FAC-010 | Fan Coil Customer service | Disposable | 25 1/2 X 9 1/2 X 1 | 4 | 2 | 2 | 2 | 2 | 2 | 8 | 8 |  | 0 | 1113 Parsons Ave. | Columbus | OH | 43206
Parsons | PARS-FAC-019 | Fan Coil Welcome Area | Disposable | 25 1/2 X 9 1/2 X 1 | 4 | 2 | 2 | 2 | 2 | 2 | 8 | 8 |  | 0 | 1113 Parsons Ave. | Columbus | OH | 43206
Parsons | PARS-FAC-002 | Fan Coil Staff Area | Disposable | 25 1/2 X 9 1/2 X 1 | 4 | 2 | 2 | 2 | 2 | 2 | 8 | 8 |  | 0 | 1113 Parsons Ave. | Columbus | OH | 43206
Parsons | PARS-FAC-020 | Fan Coil Collections- located in Life Skills Ceiling | Disposable | 25 1/2 X 9 1/2 X 1 | 4 | 2 | 2 | 2 | 2 | 2 | 8 | 8 |  | 0 | 1113 Parsons Ave. | Columbus | OH | 43206
Parsons | PARS-FAC-021 | Fan Coil Collections- Located in Kitchenette Ceiling | Disposable | 25 1/2 X 9 1/2 X 1 | 4 | 2 | 2 | 2 | 2 | 2 | 8 | 8 |  | 0 | 1113 Parsons Ave. | Columbus | OH | 43206
Parsons | PARS-FAC-022 | Fan Coil Computers- Located in Meeting Rm 2 Ceiling | Disposable | 25 1/2 X 9 1/2 X 1 | 4 | 2 | 2 | 2 | 2 | 2 | 8 | 8 |  | 0 | 1113 Parsons Ave. | Columbus | OH | 43206
Parsons | PARS-FAC-023 | Fan Coil Computers- Located in Meeting Rm 3 Ceiling | Disposable | 25 1/2 X 9 1/2 X 1 | 4 | 2 | 2 | 2 | 2 | 2 | 8 | 8 |  | 0 | 1113 Parsons Ave. | Columbus | OH | 43206
Parsons | PARS-FAC-007 | Fan Coil Children's | Disposable | 25 1/2 X 9 1/2 X 1 | 4 | 2 | 2 | 2 | 2 | 2 | 8 | 8 |  | 0 | 1113 Parsons Ave. | Columbus | OH | 43206
Parsons | PARS-FAC-008 | Fan Coil Children's | Disposable | 25 1/2 X 9 1/2 X 1 | 4 | 1 | 1 | 1 | 1 | 1 | 4 | 8 |  | 0 | 1113 Parsons Ave. | Columbus | OH | 43206
Parsons | PARS-FAC-009 | Fan Coil Children's | Disposable | 25 1/2 X 9 1/2 X 1 | 4 | 2 | 2 | 2 | 2 | 2 | 8 | 8 |  | 0 | 1113 Parsons Ave. | Columbus | OH | 43206
Parsons | PARS-FAC-015 | Fan Coil Meeting Room 3 | Disposable | 29 1/2 X 5 1/2 X 1 | 4 | 1 | 1 | 1 | 1 | 1 | 4 | 8 |  | 0 | 1113 Parsons Ave. | Columbus | OH | 43206
Parsons | PARS-FAC-017 | Fan Coil Study Room 1 & 2 | Disposable | 29 1/2 X 5 1/2 X 1 | 4 | 1 | 1 | 1 | 1 | 1 | 4 | 8 |  | 0 | 1113 Parsons Ave. | Columbus | OH | 43206
Parsons | PARS-FAC-018 | Fan Coil Study Room 2 & 3 | Disposable | 29 1/2 X 5 1/2 X 1 | 4 | 1 | 1 | 1 | 1 | 1 | 4 | 8 |  | 0 | 1113 Parsons Ave. | Columbus | OH | 43206
Parsons | PARS-FAC-001 | Fan Coil Staff Lounge | Disposable | 37 1/2 X 5 1/2 X 1 | 4 | 1 | 1 | 1 | 1 | 1 | 4 | 8 |  | 0 | 1113 Parsons Ave. | Columbus | OH | 43206
Parsons | PARS-FAC-011 | Fan Coil Teen Area | Disposable | 37 1/2 X 5 1/2 X 1 | 4 | 1 | 1 | 1 | 1 | 1 | 4 | 8 |  | 0 | 1113 Parsons Ave. | Columbus | OH | 43206
Parsons | PARS-FAC-012 | Fan Coil Life Skills | Disposable | 37 1/2 X 5 1/2 X 1 | 4 | 1 | 1 | 1 | 1 | 1 | 4 | 8 |  | 0 | 1113 Parsons Ave. | Columbus | OH | 43206
Parsons | PARS-FAC-013 | Fan Coil Meeting Room 1 | Disposable | 37 1/2 X 5 1/2 X 1 | 4 | 1 | 1 | 1 | 1 | 1 | 4 | 8 |  | 0 | 1113 Parsons Ave. | Columbus | OH | 43206
Parsons | PARS-FAC-014 | Fan Coil Meeting Room 2 | Disposable | 37 1/2 X 5 1/2 X 1 | 4 | 1 | 1 | 1 | 1 | 1 | 4 | 8 |  | 0 | 1113 Parsons Ave. | Columbus | OH | 43206
Parsons | PARS-DOS-001 | Dedicated outside air supply | Disposable | 18 X 24 X 2 | 4 | 12 | 12 | 12 | 12 | 12 | 48 | 8 |  | 0 | 1113 Parsons Ave. | Columbus | OH | 43206
Parsons | PARS-DOS-001 | Dedicated outside air supply | Disposable | 18 X 24 X 4 | 4 | 6 | 6 | 6 | 6 | 6 | 24 | 13 |  | 0 | 1423 N. High St | Columbus | OH | 43201
Reynoldsburg | RENB-FAC-002 | Fan Coil - Ceiling Mounted | Disposable | 10 X 18 X 2 | 4 | 3 | 3 | 3 | 3 | 3 | 12 | 8 |  | 0 | 1402 Brice Rd. | Reynoldsburg | OH | 43068
Reynoldsburg | RENB-FAC-003 | Fan Coil - Ceiling Mounted | Disposable | 10 X 18 X 2 | 4 | 3 | 3 | 3 | 3 | 3 | 12 | 8 |  | 0 | 1402 Brice Rd. | Reynoldsburg | OH | 43068
Reynoldsburg | RENB-FAC-004 | Fan Coil - Ceiling Mounted | Disposable | 10 X 18 X 2 | 4 | 3 | 3 | 3 | 3 | 3 | 12 | 8 |  | 0 | 1402 Brice Rd. | Reynoldsburg | OH | 43068
Reynoldsburg | RENB-FAC-005 | Fan Coil - Ceiling Mounted | Disposable | 10 X 18 X 2 | 4 | 3 | 3 | 3 | 3 | 3 | 12 | 8 |  | 0 | 1402 Brice Rd. | Reynoldsburg | OH | 43068
Reynoldsburg | RENB-FAC-006 | Fan Coil - Ceiling Mounted | Disposable | 10 X 18 X 2 | 4 | 3 | 3 | 3 | 3 | 3 | 12 | 8 |  | 0 | 1402 Brice Rd. | Reynoldsburg | OH | 43068
Reynoldsburg | RENB-FAC-007 | Fan Coil - Ceiling Mounted | Disposable | 10 X 18 X 2 | 4 | 3 | 3 | 3 | 3 | 3 | 12 | 8 |  | 0 | 1402 Brice Rd. | Reynoldsburg | OH | 43068
Reynoldsburg | RENB-FAC-008 | Fan Coil - Ceiling Mounted | Disposable | 10 X 18 X 2 | 4 | 2 | 2 | 2 | 2 | 2 | 8 | 8 |  | 0 | 1402 Brice Rd. | Reynoldsburg | OH | 43068
Reynoldsburg | RENB-FAC-009 | Fan Coil - Ceiling Mounted | Disposable | 10 X 18 X 2 | 4 | 3 | 3 | 3 | 3 | 3 | 12 | 8 |  | 0 | 1402 Brice Rd. | Reynoldsburg | OH | 43068
Reynoldsburg | RENB-FAC-010 | Fan Coil - Ceiling Mounted | Disposable | 10 X 18 X 2 | 4 | 2 | 2 | 2 | 2 | 2 | 8 | 8 |  | 0 | 1402 Brice Rd. | Reynoldsburg | OH | 43068
Reynoldsburg | RENB-FAC-011 | Fan Coil - Ceiling Mounted | Disposable | 10 X 18 X 2 | 4 | 2 | 2 | 2 | 2 | 2 | 8 | 8 |  | 0 | 1402 Brice Rd. | Reynoldsburg | OH | 43068
Reynoldsburg | RENB-FAC-013 | Fan Coil - Ceiling Mounted | Disposable | 10 X 18 X 2 | 4 | 3 | 3 | 3 | 3 | 3 | 12 | 8 |  | 0 | 1402 Brice Rd. | Reynoldsburg | OH | 43068
Reynoldsburg | RENB-FAC-014 | Fan Coil - Ceiling Mounted | Disposable | 10 X 18 X 2 | 4 | 3 | 3 | 3 | 3 | 3 | 12 | 8 |  | 0 | 1402 Brice Rd. | Reynoldsburg | OH | 43068
Reynoldsburg | RENB-FAC-015 | Fan Coil - Ceiling Mounted | Disposable | 10 X 18 X 2 | 4 | 3 | 3 | 3 | 3 | 3 | 12 | 8 |  | 0 | 1402 Brice Rd. | Reynoldsburg | OH | 43068
Reynoldsburg | RENB-FAC-016 | Fan Coil - Ceiling Mounted | Disposable | 10 X 18 X 2 | 4 | 3 | 3 | 3 | 3 | 3 | 12 | 8 |  | 0 | 1402 Brice Rd. | Reynoldsburg | OH | 43068
Reynoldsburg | RENB-FAC-017 | Fan Coil - Ceiling Mounted | Disposable | 10 X 18 X 2 | 4 | 3 | 3 | 3 | 3 | 3 | 12 | 8 |  | 0 | 1402 Brice Rd. | Reynoldsburg | OH | 43068
Reynoldsburg | RENB-FAC-018 | Fan Coil - Ceiling Mounted | Disposable | 10 X 18 X 2 | 4 | 3 | 3 | 3 | 3 | 3 | 12 | 8 |  | 0 | 1402 Brice Rd. | Reynoldsburg | OH | 43068
Reynoldsburg | RENB-FAC-019 | Fan Coil - Ceiling Mounted | Disposable | 10 X 18 X 2 | 4 | 3 | 3 | 3 | 3 | 3 | 12 | 8 |  | 0 | 1402 Brice Rd. | Reynoldsburg | OH | 43068
Reynoldsburg | RENB-FAC-020 | Fan Coil - Ceiling Mounted | Disposable | 10 X 18 X 2 | 4 | 3 | 3 | 3 | 3 | 3 | 12 | 8 |  | 0 | 1402 Brice Rd. | Reynoldsburg | OH | 43068
Reynoldsburg | RENB-FAC-021 | Fan Coil - Ceiling Mounted | Disposable | 10 X 18 X 2 | 4 | 3 | 3 | 3 | 3 | 3 | 12 | 8 |  | 0 | 1402 Brice Rd. | Reynoldsburg | OH | 43068
Reynoldsburg | RENB-FAC-022 | Fan Coil - Ceiling Mounted | Disposable | 10 X 18 X 2 | 4 | 3 | 3 | 3 | 3 | 3 | 12 | 8 |  | 0 | 1402 Brice Rd. | Reynoldsburg | OH | 43068
Reynoldsburg | RENB-FAC-023 | Fan Coil - Ceiling Mounted | Disposable | 10 X 18 X 2 | 4 | 3 | 3 | 3 | 3 | 3 | 12 | 8 |  | 0 | 1402 Brice Rd. | Reynoldsburg | OH | 43068
Reynoldsburg | RENB-FAC-024 | Fan Coil - Ceiling Mounted | Disposable | 10 X 18 X 2 | 4 | 3 | 3 | 3 | 3 | 3 | 12 | 8 |  | 0 | 1402 Brice Rd. | Reynoldsburg | OH | 43068
Reynoldsburg | RENB-FAC-025 | Fan Coil - Ceiling Mounted | Disposable | 10 X 18 X 2 | 4 | 3 | 3 | 3 | 3 | 3 | 12 | 8 |  | 0 | 1402 Brice Rd. | Reynoldsburg | OH | 43068
Reynoldsburg | RENB-FAC-026 | Fan Coil - Ceiling Mounted | Disposable | 10 X 18 X 2 | 4 | 3 | 3 | 3 | 3 | 3 | 12 | 8 |  | 0 | 1402 Brice Rd. | Reynoldsburg | OH | 43068
Reynoldsburg | RENB-FAC-027 | Fan Coil - Ceiling Mounted | Disposable | 10 X 18 X 2 | 4 | 3 | 3 | 3 | 3 | 3 | 12 | 8 |  | 0 | 1402 Brice Rd. | Reynoldsburg | OH | 43068
Reynoldsburg | RENB-FAC-028 | Fan Coil - Ceiling Mounted | Disposable | 10 X 18 X 2 | 4 | 2 | 2 | 2 | 2 | 2 | 8 | 8 |  | 0 | 1402 Brice Rd. | Reynoldsburg | OH | 43068
Reynoldsburg | RENB-FAC-029 | Fan Coil - Ceiling Mounted | Disposable | 10 X 18 X 2 | 4 | 2 | 2 | 2 | 2 | 2 | 8 | 8 |  | 0 | 1402 Brice Rd. | Reynoldsburg | OH | 43068
Reynoldsburg | RENB-FAC-030 | Fan Coil - Ceiling Mounted | Disposable | 10 X 18 X 2 | 4 | 3 | 3 | 3 | 3 | 3 | 12 | 8 |  | 0 | 1402 Brice Rd. | Reynoldsburg | OH | 43068
Reynoldsburg | RENB-FAC-031 | Fan Coil - Ceiling Mounted | Disposable | 10 X 18 X 2 | 4 | 3 | 3 | 3 | 3 | 3 | 12 | 8 |  | 0 | 1402 Brice Rd. | Reynoldsburg | OH | 43068
Reynoldsburg | RENB-FAC-032 | Fan Coil - Ceiling Mounted | Disposable | 10 X 18 X 2 | 4 | 2 | 2 | 2 | 2 | 2 | 8 | 8 |  | 0 | 1402 Brice Rd. | Reynoldsburg | OH | 43068
Reynoldsburg | RENB-DOS-001 | Dedicated outside air supply | Disposable | 18 X 24 X 2 | 6 | 15 | 15 | 15 | 15 | 15 | 60 | 8 |  | 0 | 1402 Brice Rd. | Reynoldsburg | OH | 43068
Reynoldsburg | RENB-DOS-001 | Dedicated outside air supply | Disposable | 18 X 24 X 4 | 6 | 9 | 9 | 9 | 9 | 9 | 36 | 13 |  | 0 | 1402 Brice Rd. | Reynoldsburg | OH | 43068
Shepard | SHPD-FAC-001 | Fan Coil (Ducted) | Disposable | 11 3/8 X 19 X 4 | 4 | 2 | 2 | 2 | 2 | 2 | 8 | 8 |  | 0 | 850 N. Nelson Rd. | Columbus | OH | 43219
Shepard | SHPD-FAC-010 | Fan Coil (Ducted) | Disposable | 11 3/8 X 19 X 4 | 4 | 2 | 2 | 2 | 2 | 2 | 8 | 8 |  | 0 | 850 N. Nelson Rd. | Columbus | OH | 43219
Shepard | SHPD-FAC-012 | Fan Coil (Ducted) | Disposable | 11 3/8 X 19 X 4 | 4 | 2 | 2 | 2 | 2 | 2 | 8 | 8 |  | 0 | 850 N. Nelson Rd. | Columbus | OH | 43219
Shepard | SHPD-FAC-013 | Fan Coil (Ducted) | Disposable | 11 3/8 X 19 X 4 | 4 | 1 | 1 | 1 | 1 | 1 | 4 | 8 |  | 0 | 850 N. Nelson Rd. | Columbus | OH | 43219
Shepard | SHPD-FAC-014 | Fan Coil (Ducted) | Disposable | 11 3/8 X 19 X 4 | 4 | 1 | 1 | 1 | 1 | 1 | 4 | 8 |  | 0 | 850 N. Nelson Rd. | Columbus | OH | 43219
Shepard | SHPD-FAC-015 | Fan Coil (Ducted) | Disposable | 11 3/8 X 19 X 4 | 4 | 1 | 1 | 1 | 1 | 1 | 4 | 8 |  | 0 | 850 N. Nelson Rd. | Columbus | OH | 43219
Shepard | SHPD-FAC-016 | Fan Coil (Ducted) | Disposable | 11 3/8 X 19 X 4 | 4 | 2 | 2 | 2 | 2 | 2 | 8 | 8 |  | 0 | 850 N. Nelson Rd. | Columbus | OH | 43219
Shepard | SHPD-FAC-003 | Fan Coil (Ducted) | Disposable | 11 3/8 X 19 X 4 | 4 | 2 | 2 | 2 | 2 | 2 | 8 | 8 |  | 0 | 850 N. Nelson Rd. | Columbus | OH | 43219
Shepard | SHPD-FAC-006 | Fan Coil (Ducted) | Disposable | 11 3/8 X 19 X 4 | 4 | 1 | 1 | 1 | 1 | 1 | 4 | 8 |  | 0 | 850 N. Nelson Rd. | Columbus | OH | 43219
Shepard | SHPD-FAC-008 | Fan Coil (Ducted) | Disposable | 11 3/8 X 19 X 4 | 4 | 2 | 2 | 2 | 2 | 2 | 8 | 8 |  | 0 | 850 N. Nelson Rd. | Columbus | OH | 43219
Shepard | SHPD-FAC-011 | Fan Coil (Ducted) | Disposable | 11 3/8 X 26 1/4 X 4 | 4 | 2 | 2 | 2 | 2 | 2 | 8 | 8 |  | 0 | 850 N. Nelson Rd. | Columbus | OH | 43219
Shepard | SHPD-FAC-013 | Fan Coil (Ducted) | Disposable | 11 3/8 X 26 1/4 X 4 | 4 | 1 | 1 | 1 | 1 | 1 | 4 | 8 |  | 0 | 850 N. Nelson Rd. | Columbus | OH | 43219
Shepard | SHPD-FAC-014 | Fan Coil (Ducted) | Disposable | 11 3/8 X 26 1/4 X 4 | 4 | 1 | 1 | 1 | 1 | 1 | 4 | 8 |  | 0 | 850 N. Nelson Rd. | Columbus | OH | 43219
Shepard | SHPD-FAC-015 | Fan Coil (Ducted) | Disposable | 11 3/8 X 26 1/4 X 4 | 4 | 1 | 1 | 1 | 1 | 1 | 4 | 8 |  | 0 | 850 N. Nelson Rd. | Columbus | OH | 43219
Shepard | SHPD-FAC-016 | Fan Coil (Ducted) | Disposable | 11 3/8 X 26 1/4 X 4 | 4 | 2 | 2 | 2 | 2 | 2 | 8 | 8 |  | 0 | 850 N. Nelson Rd. | Columbus | OH | 43219
Shepard | SHPD-FAC-006 | Fan Coil (Ducted) | Disposable | 11 3/8 X 26 1/4 X 4 | 4 | 1 | 1 | 1 | 1 | 1 | 4 | 8 |  | 0 | 850 N. Nelson Rd. | Columbus | OH | 43219
Shepard | SHPD-FAC-007 | Fan Coil (Ducted) | Disposable | 11 3/8 X 26 1/4 X 4 | 4 | 1 | 1 | 1 | 1 | 1 | 4 | 8 |  | 0 | 850 N. Nelson Rd. | Columbus | OH | 43219
Shepard | SHPD-FAC-009 | Fan Coil (Ducted) | Disposable | 11 3/8 X 26 1/4 X 4 | 4 | 2 | 2 | 2 | 2 | 2 | 8 | 8 |  | 0 | 850 N. Nelson Rd. | Columbus | OH | 43219
Shepard | SHPD-DOS-001 | Dedicated outside air supply | Disposable | 18 X 24 X 2 | 6 | 12 | 12 | 12 | 12 | 12 | 48 | 8 |  | 0 | 850 N. Nelson Rd. | Columbus | OH | 43219
Shepard | SHPD-DOS-001 | Dedicated outside air supply | Disposable | 18 X 24 X 4 | 6 | 6 | 6 | 6 | 6 | 6 | 24 | 13 |  | 0 | 850 N. Nelson Rd. | Columbus | OH | 43219
South High | SHGH-AHU-001 | AIR HANDLER | Disposable | 16 X 25 X 1 | 4 | 1 | 1 | 1 | 1 | 1 | 4 | 8 |  | 0 | 3540 S. High St. | Columbus | OH | 43207
South High | SHGH-AHU-002B | AIR HANDLER | Disposable | 20 X 25 X 1 | 4 | 1 | 1 | 1 | 1 | 1 | 4 | 8 |  | 0 | 3540 S. High St. | Columbus | OH | 43207
South High | SHGH-AHU-003 | AIR HANDLER | Disposable | 20 X 25 X 1 | 4 | 1 | 1 | 1 | 1 | 1 | 4 | 8 |  | 0 | 3540 S. High St. | Columbus | OH | 43207
South High | SHGH-AHU-003B | AIR HANDLER | Disposable | 20 X 25 X 1 | 4 | 1 | 1 | 1 | 1 | 1 | 4 | 8 |  | 0 | 3540 S. High St. | Columbus | OH | 43207
South High | SHGH-AHU-004 | AIR HANDLER | Disposable | 20 X 25 X 1 | 4 | 1 | 1 | 1 | 1 | 1 | 4 | 8 |  | 0 | 3540 S. High St. | Columbus | OH | 43207
South High | SHGH-AHU-005 | AIR HANDLER | Disposable | 20 X 25 X 1 | 4 | 1 | 1 | 1 | 1 | 1 | 4 | 8 |  | 0 | 3540 S. High St. | Columbus | OH | 43207
South High | N/A | fan coil | Disposable | 20x20x1 | 4 | 1 | 1 | 1 | 1 | 1 | 4 | 8 |  | 0 | 3540 S. High St. | Columbus | OH | 43207
Southeast | SEST-AHU-001 | Air Handler | Disposable | 20 X 25 X 4 | 4 | 1 | 1 | 1 | 1 | 1 | 4 | 8 |  | 0 | 3980 S. Hamilton Rd. | Groveport | OH | 43125
Southeast | SEST-AHU-002 | Air Handler | Disposable | 20 X 25 X 4 | 4 | 1 | 1 | 1 | 1 | 1 | 4 | 8 |  | 0 | 3980 S. Hamilton Rd. | Groveport | OH | 43125
Southeast | SEST-AHU-003 | Air Handler | Disposable | 20 X 25 X 4 | 4 | 1 | 1 | 1 | 1 | 1 | 4 | 8 |  | 0 | 3980 S. Hamilton Rd. | Groveport | OH | 43125
Southeast | SEST-AHU-004 | Air Handler | Disposable | 20 X 25 X 4 | 4 | 1 | 1 | 1 | 1 | 1 | 4 | 8 |  | 0 | 3980 S. Hamilton Rd. | Groveport | OH | 43125
Southeast | SEST-AHU-005 | Air Handler | Disposable | 20 X 25 X 4 | 4 | 1 | 1 | 1 | 1 | 1 | 4 | 8 |  | 0 | 3980 S. Hamilton Rd. | Groveport | OH | 43125
Southeast | SEST-AHU-006 | Air Handler | Disposable | 20 X 25 X 4 | 4 | 1 | 1 | 1 | 1 | 1 | 4 | 8 |  | 0 | 3980 S. Hamilton Rd. | Groveport | OH | 43125
Southeast | SEST-AHU-007 | Air Handler | Disposable | 20 X 25 X 4 | 4 | 1 | 1 | 1 | 1 | 1 | 4 | 8 |  | 0 | 3980 S. Hamilton Rd. | Groveport | OH | 43125
Southeast | SEST-AHU-008 | Air Handler | Disposable | 20 X 25 X 4 | 4 | 1 | 1 | 1 | 1 | 1 | 4 | 8 |  | 0 | 3980 S. Hamilton Rd. | Groveport | OH | 43125
Southeast | SEST-AHU-009 | Air Handler | Disposable | 20 X 25 X 4 | 4 | 1 | 1 | 1 | 1 | 1 | 4 | 8 |  | 0 | 3980 S. Hamilton Rd. | Groveport | OH | 43125
Whetstone | WHET-AHU-006 | Split system gas furnace | Disposable | 16 X 25 X 1 | 4 | 1 | 1 | 1 | 1 | 1 | 4 | 8 |  | 0 | 3909 N. High Street | Columbus | OH | 43214
Whetstone | WHET-AHU-007 | Split system gas furnace | Disposable | 16 X 25 X 1 | 4 | 1 | 1 | 1 | 1 | 1 | 4 | 8 |  | 0 | 3909 N. High Street | Columbus | OH | 43214
Whetstone | WHET-AHU-010 | Split system gas furnace | Disposable | 16 X 25 X 1 | 4 | 1 | 1 | 1 | 1 | 1 | 4 | 8 |  | 0 | 3909 N. High Street | Columbus | OH | 43214
Whetstone | WHET-AHU-001 | Split system gas furnace | Disposable | 20 X 25 X 1 | 4 | 1 | 1 | 1 | 1 | 1 | 4 | 8 |  | 0 | 3909 N. High Street | Columbus | OH | 43214
Whetstone | WHET-AHU-002 | Split system gas furnace | Disposable | 20 X 25 X 1 | 4 | 1 | 1 | 1 | 1 | 1 | 4 | 8 |  | 0 | 3909 N. High Street | Columbus | OH | 43214
Whetstone | WHET-AHU-003 | Split system gas furnace | Disposable | 20 X 25 X 1 | 4 | 1 | 1 | 1 | 1 | 1 | 4 | 8 |  | 0 | 3909 N. High Street | Columbus | OH | 43214
Whetstone | WHET-AHU-004 | Split system gas furnace | Disposable | 20 X 25 X 1 | 4 | 1 | 1 | 1 | 1 | 1 | 4 | 8 |  | 0 | 3909 N. High Street | Columbus | OH | 43214
Whetstone | WHET-AHU-005 | Split system gas furnace | Disposable | 20 X 25 X 1 | 4 | 1 | 1 | 1 | 1 | 1 | 4 | 8 |  | 0 | 3909 N. High Street | Columbus | OH | 43214
Whetstone | WHET-AHU-008 | Split system gas furnace | Disposable | 20 X 25 X 1 | 4 | 1 | 1 | 1 | 1 | 1 | 4 | 8 |  | 0 | 3909 N. High Street | Columbus | OH | 43214
Whetstone | WHET-AHU-009 | Split system gas furnace | Disposable | 20 X 25 X 1 | 4 | 1 | 1 | 1 | 1 | 1 | 4 | 8 |  | 0 | 3909 N. High Street | Columbus | OH | 43214
Whetstone | WHET-AHU-011 | Split system gas furnace | Disposable | 20 X 25 X 1 | 4 | 1 | 1 | 1 | 1 | 1 | 4 | 8 |  | 0 | 3909 N. High Street | Columbus | OH | 43214
Whetstone | WHET-AHU-012 | Split system gas furnace | Disposable | 20 X 25 X 1 | 4 | 1 | 1 | 1 | 1 | 1 | 4 | 8 |  | 0 | 3909 N. High Street | Columbus | OH | 43214
Whetstone | WHET-ERV-001 | ERV | Disposable | 16 X 20 X 2 | 4 | 12 | 12 | 12 | 12 | 12 | 48 | 8 |  | 0 | 3909 N. High Street | Columbus | OH | 43214
Whetstone | WHET-AHURTU | Roof top unit | Disposable | 16 X 20 X 2 | 4 | 4 | 4 | 4 | 4 | 4 | 16 | 8 |  | 0 | 3909 N. High Street | Columbus | OH | 43214
Whitehall | WHIT-FAC-016 | Fan Coil Ducted | Disposable | 12 X 12 X 1 | 4 | 1 | 1 | 1 | 1 | 1 | 4 | 8 |  | 0 | 4445 East Broad St. | Columbus | OH | 43213
Whitehall | WHIT-FAC-002 | Fan Coil Ducted | Disposable | 12 X 12 X 1 | 4 | 4 | 4 | 4 | 4 | 4 | 16 | 8 |  | 0 | 4445 East Broad St. | Columbus | OH | 43213
Whitehall | WHIT-FAC-021 | Fan Coil Ducted | Disposable | 12 X 12 X 1 | 4 | 1 | 1 | 1 | 1 | 1 | 4 | 8 |  | 0 | 4445 East Broad St. | Columbus | OH | 43213
Whitehall | WHIT-FAC-004 | Fan Coil Ducted | Disposable | 12 X 20 X 1 | 4 | 2 | 2 | 2 | 2 | 2 | 8 | 8 |  | 0 | 4445 East Broad St. | Columbus | OH | 43213
Whitehall | WHIT-FAC-003 | Fan Coil Ducted | Disposable | 12 X 20 X 1 | 4 | 2 | 2 | 2 | 2 | 2 | 8 | 8 |  | 0 | 4445 East Broad St. | Columbus | OH | 43213
Whitehall | WHIT-FAC-001 | Fan Coil Ducted | Disposable | 12 X 20 X 1 | 4 | 2 | 2 | 2 | 2 | 2 | 8 | 8 |  | 0 | 4445 East Broad St. | Columbus | OH | 43213
Whitehall | WHIT-FAC-017 | Fan Coil Ducted | Disposable | 12 X 24 X 1 | 4 | 1 | 1 | 1 | 1 | 1 | 4 | 8 |  | 0 | 4445 East Broad St. | Columbus | OH | 43213
Whitehall | WHIT-FAC-021 | Fan Coil Ducted | Disposable | 12 X 24 X 1 | 4 | 1 | 1 | 1 | 1 | 1 | 4 | 8 |  | 0 | 4445 East Broad St. | Columbus | OH | 43213
Whitehall | WHIT-FAC-025 | Fan Coil Ducted | Disposable | 12 X 24 X 1 | 4 | 2 | 2 | 2 | 2 | 2 | 8 | 8 |  | 0 | 4445 East Broad St. | Columbus | OH | 43213
Whitehall | WHIT-FAC-026 | Fan Coil Ducted | Disposable | 12 X 24 X 1 | 4 | 2 | 2 | 2 | 2 | 2 | 8 | 8 |  | 0 | 4445 East Broad St. | Columbus | OH | 43213
Whitehall | WHIT-FAC-027 | Fan Coil Ducted | Disposable | 12 X 24 X 1 | 4 | 1 | 1 | 1 | 1 | 1 | 4 | 8 |  | 0 | 4445 East Broad St. | Columbus | OH | 43213
Whitehall | WHIT-FAC-029 | Fan Coil Ducted | Disposable | 12 X 24 X 1 | 4 | 1 | 1 | 1 | 1 | 1 | 4 | 8 |  | 0 | 4445 East Broad St. | Columbus | OH | 43213
Whitehall | WHIT-FAC-016 | Fan Coil Ducted | Disposable | 12 X 30 X 1 | 4 | 1 | 1 | 1 | 1 | 1 | 4 | 8 |  | 0 | 4445 East Broad St. | Columbus | OH | 43213
Whitehall | WHIT-FAC-027 | Fan Coil Ducted | Disposable | 12 X 30 X 1 | 4 | 1 | 1 | 1 | 1 | 1 | 4 | 8 |  | 0 | 4445 East Broad St. | Columbus | OH | 43213
Whitehall | WHIT-FAC-029 | Fan Coil Ducted | Disposable | 12 X 30 X 1 | 4 | 1 | 1 | 1 | 1 | 1 | 4 | 8 |  | 0 | 4445 East Broad St. | Columbus | OH | 43213
Whitehall | WHIT-FAC-019 | Fan Coil Ducted | Disposable | 14 X 14 X 1 | 4 | 1 | 1 | 1 | 1 | 1 | 4 | 8 |  | 0 | 4445 East Broad St. | Columbus | OH | 43213
Whitehall | WHIT-FAC-020 | Fan Coil Ducted | Disposable | 14 X 14 X 1 | 4 | 3 | 3 | 3 | 3 | 3 | 12 | 8 |  | 0 | 4445 East Broad St. | Columbus | OH | 43213
Whitehall | WHIT-FAC-030 | Fan Coil Ducted | Disposable | 14 X 14 X 1 | 4 | 1 | 1 | 1 | 1 | 1 | 4 | 8 |  | 0 | 4445 East Broad St. | Columbus | OH | 43213
Whitehall | WHIT-FAC-019 | Fan Coil Ducted | Disposable | 14 X 20 X 1 | 4 | 1 | 1 | 1 | 1 | 1 | 4 | 8 |  | 0 | 4445 East Broad St. | Columbus | OH | 43213
Whitehall | WHIT-FAC-030 | Fan Coil Ducted | Disposable | 14 X 20 X 1 | 4 | 2 | 2 | 2 | 2 | 2 | 8 | 8 |  | 0 | 4445 East Broad St. | Columbus | OH | 43213
Whitehall | WHIT-FAC-031 | Fan Coil Ducted Air Handler | Disposable | 20 X 20 X 2 | 4 | 1 | 1 | 1 | 1 | 1 | 4 | 8 |  | 0 | 4445 East Broad St. | Columbus | OH | 43213
Whitehall | WHIT-FAC-033 | Fan Coil Ducted Air Handler | Disposable | 20 X 20 X 2 | 4 | 1 | 1 | 1 | 1 | 1 | 4 | 8 |  | 0 | 4445 East Broad St. | Columbus | OH | 43213
Whitehall | WHIT-FAC-014 | Fan Coil-Ducted Air Handler | Disposable | 20 X 20 X 2 | 4 | 1 | 1 | 1 | 1 | 1 | 4 | 8 |  | 0 | 4445 East Broad St. | Columbus | OH | 43213
Whitehall | WHIT-FAC-006 | Fan Coil Ducted | Disposable | 20 X 20 X 2 | 4 | 1 | 1 | 1 | 1 | 1 | 4 | 8 |  | 0 | 4445 East Broad St. | Columbus | OH | 43213
Whitehall | WHIT-FAC-032 | Fan Coil Ducted | Disposable | 20 X 20 X 2 | 4 | 1 | 1 | 1 | 1 | 1 | 4 | 8 |  | 0 | 4445 East Broad St. | Columbus | OH | 43213
Whitehall | WHIT-DOS-001 | Dedicated outside air supply | Disposable | 20 X 25 X 2 | 6 | 9 | 9 | 9 | 9 | 9 | 36 | 8 |  | 0 | 4445 East Broad St. | Columbus | OH | 43213
Whitehall | WHIT-DOS-001 | Dedicated outside air supply | Disposable | 20 X 25 X 4 | 6 | 9 | 9 | 9 | 9 | 9 | 36 | 13 |  | 0 | 4445 East Broad St. | Columbus | OH | 43213
Whitehall | WHIT-FAC-028 | Fan Coil Ducted | Disposable | 8 X 24 X 1 | 4 | 1 | 1 | 1 | 1 | 1 | 4 | 8 |  | 0 | 4445 East Broad St. | Columbus | OH | 43213
Whitehall | WHIT-FAC-007 | Fan Coil Ducted | Disposable | 8 X 24 X 1 | 4 | 1 | 1 | 1 | 1 | 1 | 4 | 8 |  | 0 | 4445 East Broad St. | Columbus | OH | 43213
Whitehall | WHIT-FAC-028 | Fan Coil Ducted | Disposable | 8 X 30 X 1 | 4 | 1 | 1 | 1 | 1 | 1 | 4 | 8 |  | 0 | 4445 East Broad St. | Columbus | OH | 43213
Whitehall | WHIT-FAC-007 | Fan Coil Ducted | Disposable | 8 X 30 X 1 | 4 | 1 | 1 | 1 | 1 | 1 | 4 | 8 |  | 0 | 4445 East Broad St. | Columbus | OH | 43213
0
Year 2 increase as a percentage to Year 1 Cost:
Year 3 increase as a percentage to Year 2 Cost: